## Sheet1
DATE OF LAST TEST | DEVICE TYPE | DEVICE MAKE | DEVICE SIZE | DEVICE MODEL | SERIAL NUMBER | Ram Id | Property Address | Property Owners | Property No | Name Postal Address | Name Type Desc | Name Ctr | LOCATION
2017-09-01 | IP | Qld Plumbing | 25 | PJ9485 | A187089 | BFP000002 | Cleveland Harbourside Centre (W'worths) 67-107 Middle Street Cleveland QLD 4163 | The Trust Company Limited | 1500 | Cleveland Shopping Centre 91 Middle Street Cleveland QLD 4163 | CMP | 1944 | Level 1 Carpark
2017-09-01 | IP | Wilkins | 25 | 350 | A015111 | BFP000003 | Cleveland Harbourside Centre (W'worths) 67-107 Middle Street Cleveland QLD 4163 | The Trust Company Limited | 1500 | C/- Folkestone Property Management Pty Ltd PO BOX 327 COLLINS STREET WEST MELBOURNE VIC 8007 | CMP | 246418 | Level 2 carpark at top of walkway ramp from Shore Street
2017-09-01 | IP | Wilkins | 25 | 350 | A294938 | BFP000004 | Cleveland Harbourside Centre (W'worths) 67-107 Middle Street Cleveland QLD 4163 | The Trust Company Limited | 1500 | Cleveland Shopping Centre 91 Middle Street Cleveland QLD 4163 | CMP | 1944 | Level 2 Shore Street Exit
2017-09-01 | IP | Old Plumbing | 25 | PJ9485 | 3268 | BFP000005 | Cleveland Harbourside Centre (W'worths) 67-107 Middle Street Cleveland QLD 4163 | The Trust Company Limited | 1500 | C/- Folkestone Property Management Pty Ltd PO BOX 327 COLLINS STREET WEST MELBOURNE VIC 8007 | CMP | 246418 | Level 2 halfway between stairway up to public toilets and the lift
2017-09-01 | IP | Wilkins | 25 | 350 | A297218 | BFP000006 | Cleveland Harbourside Centre (W'worths) 67-107 Middle Street Cleveland QLD 4163 | The Trust Company Limited | 1500 | C/- Folkestone Property Management Pty Ltd PO BOX 327 COLLINS STREET WEST MELBOURNE VIC 8007 | CMP | 246418 | Level 2 Carpark behind stairway leading to public toilets
2017-09-01 | IP | Qld Plumbing | 25 | PJ9485 | 3270 | BFP000007 | Cleveland Harbourside Centre (W'worths) 67-107 Middle Street Cleveland QLD 4163 | The Trust Company Limited | 1500 | C/- Folkestone Property Management Pty Ltd PO BOX 327 COLLINS STREET WEST MELBOURNE VIC 8007 | CMP | 246418 | Level 2 left hand side of lift
2017-09-20 | IP | Qld Plumbing | 25 | PJ9485 | 3280 | BFP000008 | Cleveland Harbourside Centre (W'worths) 67-107 Middle Street Cleveland QLD 4163 | The Trust Company Limited | 1500 | C/- Folkestone Property Management Pty Ltd PO BOX 327 COLLINS STREET WEST MELBOURNE VIC 8007 | CMP | 246418 | In Coles near loading bay on wall behind fire exit door
2017-09-20 | IP | Qld Plumbing | 25 | PJ9485 | 3274 | BFP000009 | Cleveland Harbourside Centre (W'worths) 67-107 Middle Street Cleveland QLD 4163 | The Trust Company Limited | 1500 | C/- Folkestone Property Management Pty Ltd PO BOX 327 COLLINS STREET WEST MELBOURNE VIC 8007 | CMP | 246418 | Coles Storeroom under stairs to plant room
2017-09-20 | IP | Tyco | 32 | RP03 | 58510 | BFP000010 | Cleveland Harbourside Centre (W'worths) 67-107 Middle Street Cleveland QLD 4163 | The Trust Company Limited | 1500 | Cleveland Shopping Centre 91 Middle Street Cleveland QLD 4163 | CMP | 1944 | Roof above Coles behind air cooled condensers
2017-09-02 | IP | Old Plumbing | 25 | PJ9485 | 3531 | BFP000011 | Cleveland Harbourside Centre (W'worths) 67-107 Middle Street Cleveland QLD 4163 | The Trust Company Limited | 1500 | Cleveland Shopping Centre 91 Middle Street Cleveland QLD 4163 | CMP | 1944 | Level 2 carpark 8m out the front and to the left of the stairway that leads up to the public toilets
2017-09-02 | IP | Wilkins | 25 | 350 | A187115 | BFP000012 | Cleveland Harbourside Centre (W'worths) 67-107 Middle Street Cleveland QLD 4163 | The Trust Company Limited | 1500 | Cleveland Shopping Centre 91 Middle Street Cleveland QLD 4163 | CMP | 1944 | Level 2 carpark in front to the left hand side coming from the escalators
2017-09-02 | IP | Wilkins | 25 | DCV | A187119 | BFP000013 | Cleveland Harbourside Centre (W'worths) 67-107 Middle Street Cleveland QLD 4163 | The Trust Company Limited | 1500 | Cleveland Shopping Centre 91 Middle Street Cleveland QLD 4163 | CMP | 1944 | Level 2 carpark left hand side wall coming from escalators
2017-09-02 | IP | Wilkins | 25 | 350 | A274618 | BFP000014 | Cleveland Harbourside Centre (W'worths) 67-107 Middle Street Cleveland QLD 4163 | The Trust Company Limited | 1500 | C/- Folkestone Property Management Pty Ltd PO BOX 327 COLLINS STREET WEST MELBOURNE VIC 8007 | CMP | 246418 | Level 1 car park north west stair entrance
2017-09-02 | IP | Tyco | 25 | RP03 | 82253 | BFP000015 | Cleveland Harbourside Centre (W'worths) 67-107 Middle Street Cleveland QLD 4163 | The Trust Company Limited | 1500 | C/- Folkestone Property Management Pty Ltd PO BOX 327 COLLINS STREET WEST MELBOURNE VIC 8007 | CMP | 246418 | Roof next stairway near public toilets
2017-09-02 | IP | Qld Pulmbing | 32 | RP1097 | 3503 | BFP000016 | Cleveland Harbourside Centre (W'worths) 67-107 Middle Street Cleveland QLD 4163 | The Trust Company Limited | 1500 | C/- Folkestone Property Management Pty Ltd PO BOX 327 COLLINS STREET WEST MELBOURNE VIC 8007 | CMP | 246418 | Middle Street level in front hand right cabinet
2017-09-01 | IP | Qld Plumbing | 25 | PJ9485 | 3544 | BFP000017 | Cleveland Harbourside Centre (W'worths) 67-107 Middle Street Cleveland QLD 4163 | The Trust Company Limited | 1500 | C/- Folkestone Property Management Pty Ltd PO BOX 327 COLLINS STREET WEST MELBOURNE VIC 8007 | CMP | 246418 | Level 3 mall front hand right cabinet beside telephones in walkway leading to loading docks.
2017-09-01 | IP | Qld Plumbing | 25 | PJ9485 | 3542 | BFP000018 | Cleveland Harbourside Centre (W'worths) 67-107 Middle Street Cleveland QLD 4163 | The Trust Company Limited | 1500 | C/- Folkestone Property Management Pty Ltd PO BOX 327 COLLINS STREET WEST MELBOURNE VIC 8007 | CMP | 246418 | Middle Street in front hand right cabinet
2017-09-01 | IP | Qld Plumbing | 25 | PJ9485 | 3273 | BFP000019 | Cleveland Harbourside Centre (W'worths) 67-107 Middle Street Cleveland QLD 4163 | The Trust Company Limited | 1500 | Cleveland Shopping Centre 91 Middle Street Cleveland QLD 4163 | CMP | 1944 | Level 2 car park approx. 10m back from back wall of lift mounted on side of wall
2017-09-01 | IP | Qld Plumbing | 25 | PJ9485 | 3283 | BFP000020 | Cleveland Harbourside Centre (W'worths) 67-107 Middle Street Cleveland QLD 4163 | The Trust Company Limited | 1500 | C/- Folkestone Property Management Pty Ltd PO BOX 327 COLLINS STREET WEST MELBOURNE VIC 8007 | CMP | 246418 | Level 2 carpark left hand side of stairway leading to public toilets
2017-09-01 | IP | Wilkins | 25 | 350 | A317661 | BFP000021 | Cleveland Harbourside Centre (W'worths) 67-107 Middle Street Cleveland QLD 4163 | The Trust Company Limited | 1500 | C/- Folkestone Property Management Pty Ltd PO BOX 327 COLLINS STREET WEST MELBOURNE VIC 8007 | CMP | 246418 | Level 2 halfway between stairway to public toilets and lift
2017-09-01 | IP | Qld Plumbing | 25 | PJ9485 | 3545 | BFP000022 | Cleveland Harbourside Centre (W'worths) 67-107 Middle Street Cleveland QLD 4163 | The Trust Company Limited | 1500 | C/- Folkestone Property Management Pty Ltd PO BOX 327 COLLINS STREET WEST MELBOURNE VIC 8007 | CMP | 246418 | Level 2 carpark coming from stairway closest to Middle Street on the right side of stairway wall
2017-09-05 | IP | Wilkins | 25 | DCV | A643826 | BFP000023 | Cleveland Harbourside Centre (W'worths) 67-107 Middle Street Cleveland QLD 4163 | The Trust Company Limited | 1500 | C/- Folkestone Property Management Pty Ltd PO BOX 327 COLLINS STREET WEST MELBOURNE VIC 8007 | CMP | 246418 | Level 2 carpark Wynyard Street entrance left hand side
2017-09-01 | IP | Wilkins | 25 | DCV | A423949 | BFP000024 | Cleveland Harbourside Centre (W'worths) 67-107 Middle Street Cleveland QLD 4163 | The Trust Company Limited | 1500 | C/- Folkestone Property Management Pty Ltd PO BOX 327 COLLINS STREET WEST MELBOURNE VIC 8007 | CMP | 246418 | Level 2 carpark coming from Wynyard Street entrance valve is approx. 20 metres and to the left
2017-09-01 | IP | Qld Plumbing | 25 | PJ9485 | 3269 | BFP000025 | Cleveland Harbourside Centre (W'worths) 67-107 Middle Street Cleveland QLD 4163 | The Trust Company Limited | 1500 | Cleveland Shopping Centre 91 Middle Street Cleveland QLD 4163 | CMP | 1944 | Shore Street level in front hand right cupboard next to walkway entrance
2017-09-01 | IP | Qld Plumbing | 25 | PJ9485 | 3271 | BFP000026 | Cleveland Harbourside Centre (W'worths) 67-107 Middle Street Cleveland QLD 4163 | The Trust Company Limited | 1500 | Cleveland Shopping Centre 91 Middle Street Cleveland QLD 4163 | CMP | 1944 | Level 1 carpark left hand side of Shore Street entrance
2017-09-01 | IP | Wilkins | 25 | 350 | A317316 | BFP000027 | Cleveland Harbourside Centre (W'worths) 67-107 Middle Street Cleveland QLD 4163 | The Trust Company Limited | 1500 | Cleveland Shopping Centre 91 Middle Street Cleveland QLD 4163 | CMP | 1944 | Level 2 carpark left hand side of shore Street entrance
2017-09-01 | IP | Qld Plumbing | 25 | PJ9485 | 3625 | BFP000028 | Cleveland Harbourside Centre (W'worths) 67-107 Middle Street Cleveland QLD 4163 | The Trust Company Limited | 1500 | Cleveland Shopping Centre 91 Middle Street Cleveland QLD 4163 | CMP | 1944 | Level 1 carpark right side of lift
2017-09-01 | IP | Qld Plumbing | 25 | PJ9385 | 3272 | BFP000029 | Cleveland Harbourside Centre (W'worths) 67-107 Middle Street Cleveland QLD 4163 | The Trust Company Limited | 1500 | Cleveland Shopping Centre 91 Middle Street Cleveland QLD 4163 | CMP | 1944 | Level 2 carpark at the top of walkway ramp coming from Shore Street
2017-09-01 | IP | Wilkins | 25 | DCV | A405995 | BFP000030 | Cleveland Harbourside Centre (W'worths) 67-107 Middle Street Cleveland QLD 4163 | The Trust Company Limited | 1500 | Cleveland Shopping Centre 91 Middle Street Cleveland QLD 4163 | CMP | 1944 | Level 3 Mall in FHR cabinet near Middle Street entrance
2017-02-15 | ZP | Watts RPZ | 50 | 140/909 | 43998 | BFP000034 | 58-68 Delancey Street Ormiston QLD 4160 | Rural Press (Qld) Limited | 1110 | C/- Dtz & Ugl Services GPO Box 2698 CANBERRA CITY ACT 2601 | CMP | 1516 | At water meter - Finucane Road
2012-11-09 | ZP | VALVTEC | 20 | RPZ98 | R13366 | BFP000035 | Capalaba Central Shopping Centre 38-62 Moreton Bay Road Capalaba QLD 4157 | Shayher Alliance Pty Limited As Trustee | 54896 | C/- Wynnum Retail Management Pty Ltd PO Box 683 CAPALABA QLD 4157 | TST | 426023 | A/C Plant Room water supply to cooling tower
2016-10-14 | IP | Conbraco | 15 | RPZ98 | R29200 | BFP000036 | 106-108 Birkdale Road Birkdale QLD 4159 | Cooper Concepts Pty Ltd As Trustee | 27210 | C/- Ray White Commercial Pty Ltd Bayside PO Box 1197 CAPALABA QLD 4157 | TST | 70489 | Front hose-cock over ORG behind grease trap
2016-10-14 | IP | Wilkins | 25 | 950*L | 423586 | BFP000038 | 106-108 Birkdale Road Birkdale QLD 4159 | Cooper Concepts Pty Ltd As Trustee | 27210 | C/- Ray White Commercial Pty Ltd Bayside PO Box 1197 CAPALABA QLD 4157 | TST | 70489 | Fire hose reel cupboard
2017-10-12 | ZP | VALVCHEQ | 20 | RP03 | 161559 | BFP000039 | ENTERPRISE CENTRE 20-22 Enterprise Street Cleveland QLD 4163 | Enterprise Centre The Body Corporate Community Title Scheme 17894 | 55394 | R MATTHEWS & SON PTY LTD 678 IPSWICH ROAD ANNERLEY QLD 4103 | BC | 65118 | On wash bay division valve system and hose tap
2014-01-10 | CP | Fabco | 20 | 805YE | A000612 | BFP000041 | Mary Mckillop Catholic Parish Primary School 130-156 Collingwood Road Birkdale QLD 4159 | The Corporation Of The Trustees Of The Roman Catholic Archdiocese Of Brisbane | 43526 | GPO BOX 282 BRISBANE QLD 4001 | 8 | 37993 | Irrigation
2017-11-28 | CP | Valvtec | 25 | RPZ95 | D6778 | BFP000043 | Redlands College 36-44 Anson Road Wellington Point QLD 4160 | Redlands Combined Independent College Inc | 27962 | 38 Anson Road Wellington Point QLD 4160 | EDU | 33100 | Right hand side of room H Block
2017-11-16 | IP | Tyco | 50 | RP03 | 44805 | BFP000045 | Birkdale Fair Shopping Centre 2-12 Mary Pleasant Drive Birkdale QLD 4159 | The Trust Company (Australia) Limited | 45001 | C/- APN Property Plus PO Box 18011 Collins Street East MELBOURNE VIC 8003 | CMP | 238521 | Fire Brigade Booster Valve Pit on Mary Pleasant Drive - recessed on boundary
2017-09-28 | CP | Tyco | 20 | RP03 | 160956 | BFP000046 | 70-72 Cambridge Drive Alexandra Hills QLD 4161 | Caltex Petroleum Pty Limited | 9726 | Accounts Payable GPO Box 3916 SYDNEY NSW 2001 | CMP | 12242 | Adjacent water meter at Finucane Rd
2017-09-21 | ZP | Conbraco | 25 | 40105A2 | W8551 | BFP000053 | Aquatic Shores 16 Commodore Drive Birkdale QLD 4159 | Aquatic Shores The Body Corporate Group Titles Plan No 105264 | 58682 | Premier Body Corporate Management Po Box 5030 WEST END QLD 4101 | BC | 73104 | On irrigation line outside Unit 4
2017-06-05 | IP | COMBRACO | 20 | 40204A21 | IN410 | BFP000054 | Alexandra Hills Shopping Centre 71 Cambridge Drive Alexandra Hills QLD 4161 | Blau Holdings Pty Ltd As Trustee Rakio Pty Ltd As Trustee | 387010 | C/-Centre Mgr Alex Hills Shopctr Cnr Finucane Rd & Cambridge Dr ALEXANDRA HILLS QLD 4161 | TST | 341708 | Garbage compaction area (eastern side of block)
2017-08-29 | IP | Tyco | 15 | RP03 | 92172 | BFP000055 | RSL Services Club 206-210 Middle Street Cleveland QLD 4163 | Returned & Services League Of Australia (Qld Branch) | 1444 | PO BOX 1228 CLEVELAND QLD 4163 | ASO | 222557 | Bin wash area
2016-10-28 | IP | Combraco | 25 | 4015A2T | BC618 | BFP000058 | 13-15 Point O'Halloran Road Victoria Point QLD 4165 | The Uniting Church In Australia Property Trust (Q) (Victoria Point) | 58196 | PO Box 3378 VICTORIA POINT WEST QLD 4165 | 8 | 78603 | Adjacent to domestic water meter
2017-09-28 | CP | Tyco | 20 |  | 45141 | BFP000059 | 163 Railway Parade Thorneside QLD 4158 | Mr Gregory Thorson Mrs Kim M Thorson | 6248 | PO Box 5803 MANLY QLD 4179 | 0 | 7693 | Rear of shed behind separator
2017-09-29 | CP | Qld Plumbing | 20 | PJ9483 | F005006 | BFP000060 | 163 Railway Parade Thorneside QLD 4158 | Mr Gregory Thorson Mrs Kim M Thorson | 6248 | 266 Formosa Road GUMDALE QLD 4154 | 0 | 309478 | Front gate
2017-11-07 | ZP | TYCO | 40 | DC03 | 15919 | BFP000065 | 67-69 Redland Bay Road Capalaba QLD 4157 | Daluda Properties Pty Ltd As Trustee | 201828 | ATF Syndicate No 10 C/- Jones Lang Lasalle GPO Box 1407 BRISBANE QLD 4001 | CMP | 245984 | North east corner in pit on irrigation line
2017-11-17 | ZP | WATTS | 40 | 009M2 | 4508 | BFP000066 | 67-69 Redland Bay Road Capalaba QLD 4157 | Daluda Properties Pty Ltd As Trustee | 201828 | ATF Syndicate No 10 C/- Jones Lang Lasalle GPO Box 1407 BRISBANE QLD 4001 | CMP | 245984 | Outside outdoor furniture shop near SEQEB transformer
2017-02-01 | ZP | TYCO | 25 | RPZ95 | 10310 | BFP000077 | Victoria Point State High School 93-131 Benfer Road Victoria Point QLD 4165 | The State Of Queensland (Represented By Department of Education & Training) | 201160 | PO Box 15033 CITY EAST QLD 4002 | 6 | 283868 | North east end of arts block
2017-07-19 13:01 | IP | Qld Plumbing | 25 | PJ9495 | 2899 | BFP000079 | South Street Depot 199-205 South Street Cleveland QLD 4163 | Redland City Council Facilities Services | 302420 | PO Box 21 Cleveland QLD 4163 | 5 | 80335 | Front foyer fire hose reel Admin building South Street
2017-04-06 | IP | Wilkins | 25 | 375 | A301869 | BFP000080 | Harbourview 6 Harbourview Court Cleveland QLD 4163 | Body Corporate for Villa Edgewater CTS 23092 | 57440 | C/- Whittles Strata & Community Title Services PO Box 539 CLEVELAND QLD 4163 | BC | 97599 | Canal side walkway - behind Unit 45
2017-04-06 | IP | Wilkins | 25 | 375 | A317488 | BFP000082 | Harbourview 6 Harbourview Court Cleveland QLD 4163 | Body Corporate for Villa Edgewater CTS 23092 | 57440 | C/- Whittles Strata & Community Title Services PO Box 539 CLEVELAND QLD 4163 | BC | 97599 | Canal side walkway - behind Unit 26
2017-04-06 | IP | Wilkins | 25 | 375 | A317819 | BFP000083 | Harbourview 6 Harbourview Court Cleveland QLD 4163 | Body Corporate for Villa Edgewater CTS 23092 | 57440 | C/- Whittles Strata & Community Title Services PO Box 539 CLEVELAND QLD 4163 | BC | 97599 | Canal side walkway - behind Unit 9
2017-04-06 | IP | Valvetec | 25 | RPZ95 | R7143 | BFP000084 | Harbourview 6 Harbourview Court Cleveland QLD 4163 | Body Corporate for Villa Edgewater CTS 23092 | 57440 | C/- Whittles Strata & Community Title Services PO Box 539 CLEVELAND QLD 4163 | BC | 97599 | Boardwalk Unit 14
2017-04-06 | IP | Valvetec | 25 | RPZ95 | R7164 | BFP000085 | Harbourview 6 Harbourview Court Cleveland QLD 4163 | Body Corporate for Villa Edgewater CTS 23092 | 57440 | C/- Whittles Strata & Community Title Services PO Box 539 CLEVELAND QLD 4163 | BC | 97599 | Boardwalk Unit 24
2010-04-16 | IP | Tyco | 25 | DCV98 | D16360 | BFP000086 | Harbourview 6 Harbourview Court Cleveland QLD 4163 | Body Corporate for Villa Edgewater CTS 23092 | 57440 | C/- Whittles Strata & Community Title Services PO Box 539 CLEVELAND QLD 4163 | BC | 97599 | Boardwalk Unit 26
2017-04-06 | IP | Wilkins | 25 | 375 | A301866 | BFP000087 | Harbourview 6 Harbourview Court Cleveland QLD 4163 | Body Corporate for Villa Edgewater CTS 23092 | 57440 | C/- Whittles Strata & Community Title Services PO Box 539 CLEVELAND QLD 4163 | BC | 97599 | Canal side walkway - behind Unit 30
2016-02-25 | IP | Valvetec | 25 | DC95 | D6891 | BFP000090 | 9-11 Steel Street 1/9-11 Steel Street Capalaba QLD 4157 | Estate Of Denis E Brown Mrs Claudine M Brown | 58947 | 7 Gatsby Court Alexandra Hills QLD 4161 | 0 | 44779 | External factory wall
2014-02-21 | ZP | Tyco RPZD | 20 | RP103 | 69112 | BFP000093 | Thorneside Shopping Centre 207 Thorneside Road Thorneside QLD 4158 | Colra Pty Ltd & PG5 Pty Ltd As Trustee | 52419 | 37 Raby Bay Boulevard Cleveland QLD 4163 | TST | 245874 | On water supply line in hair dressing shop
2017-09-04 | IP | Watts | 20 | 709 | 2215 | BFP000095 | 160-162 Broadwater Terrace Redland Bay QLD 4165 | Ms Barbara A Pollard | 5706 | 12 Camoola Avenue BALLINA NSW 2478 | 0 | 3584 | Sidewall carpark hose tap
2017-11-15 | ZP | Valvtec | 25 | RPZ95 | R73888 | BFP000101 | Wellington Point State High School 2-34 Badgen Road Wellington Point QLD 4160 | The State Of Queensland (Represented By Department of Education & Training) | 28035 | PO Box 15033 CITY EAST QLD 4002 | 6 | 283868 | Outside Art Block
2017-05-10 | IP | Febco | 25 | 805Y | A001763 | BFP000102 | Redland Bay Community Hall 5-9 Weinam Street Redland Bay QLD 4165 | Redland City Council Sport & Community Facilities Unit | 330920 | PO Box 21 Cleveland QLD 4163 | 5 | 70035 | South wall of hall - Fire Hose Reel
2016-02-20 | ZP | VALVTEC | 25 | R20512 | RPZ98 | BFP000105 | Victoria Point State High School 93-131 Benfer Road Victoria Point QLD 4165 | The State Of Queensland (Represented By Department of Education & Training) | 201160 | PO Box 15033 CITY EAST QLD 4002 | 6 | 283868 | Outside science block on line to science block
2016-10-06 | ZP | VALVCHEQ | 50 | RP03 | 161125 | BFP000108 | 97-129 Dundas Street Ormiston QLD 4160 | Ormiston College Limited | 932 | PO Box 1835 CLEVELAND DC QLD 4163 | EDU | 1272 | Behind Swimming Pool Filters Behind Filter 4
2017-12-05 | IP | Febco | 32 | 825Y | BG1123 | BFP000112 | Cleveland District High School 20-42 Smith Street Cleveland QLD 4163 | The State Of Queensland (Represented By Department of Education & Training) | 1991 | Cleveland District High School PO Box 808 CLEVELAND QLD 4163 | EDU | 81507 | Door entrance to D Block
2017-12-05 | IP | Valvtec | 32 | rpz | yv228 | BFP000113 | Cleveland District High School 20-42 Smith Street Cleveland QLD 4163 | The State Of Queensland (Represented By Department of Education & Training) | 1991 | Cleveland District High School PO Box 808 CLEVELAND QLD 4163 | EDU | 81507 | Western end of N block wall
2015-06-18 | IP | TYCO | 25 | DC03 | 6020 | BFP000114 | Cleveland District High School 20-42 Smith Street Cleveland QLD 4163 | The State Of Queensland (Represented By Department of Education & Training) | 1991 | Cleveland District High School PO Box 808 CLEVELAND QLD 4163 | EDU | 81507 | H block beside door entrance
2015-12-08 | ZP | Tyco | 60 | SCDA98 | CSD01 | BFP000116 | Cleveland District High School 20-42 Smith Street Cleveland QLD 4163 | The State Of Queensland (Represented By Department of Education & Training) | 1991 | Cleveland District High School PO Box 808 CLEVELAND QLD 4163 | EDU | 81507 | Boundary Fence adj Hydrant Booster
2017-12-05 | CP | Febco | 50 | 805Y | A000043 | BFP000117 | Cleveland District High School 20-42 Smith Street Cleveland QLD 4163 | The State Of Queensland (Represented By Department of Education & Training) | 1991 | PO Box 15033 CITY EAST QLD 4002 | 6 | 283868 | Smith Street gate entrance
2017-12-05 | IP | Febco | 20 | RP | B14148 | BFP000118 | Cleveland District High School 20-42 Smith Street Cleveland QLD 4163 | The State Of Queensland (Represented By Department of Education & Training) | 1991 | Cleveland District High School PO Box 808 CLEVELAND QLD 4163 | EDU | 81507 | Rear corner of B Block
2017-12-05 | IP | Febco | 20 | 805Y | AM904 | BFP000119 | Cleveland District High School 20-42 Smith Street Cleveland QLD 4163 | The State Of Queensland (Represented By Department of Education & Training) | 1991 | Cleveland District High School PO Box 808 CLEVELAND QLD 4163 | EDU | 81507 | Rear of administration
2017-12-05 | IP | Febco | 20 | 805Y | AM7933 | BFP000120 | Cleveland District High School 20-42 Smith Street Cleveland QLD 4163 | The State Of Queensland (Represented By Department of Education & Training) | 1991 | Cleveland District High School PO Box 808 CLEVELAND QLD 4163 | EDU | 81507 | Front of administration
2015-06-05 | IP | FEBCO | 25 | 825Y | 623 | BFP000140 | Redland Bay Transfer Station 761-789 German Church Road Redland Bay QLD 4165 | Redland City Council Red Waste | 309190 | PO Box 21 Cleveland QLD 4163 | 5 | 116457 | On line to FHR left hand side of driveway
2015-11-03 | ZP | TYCO VALVTEC | 20 | RPZ98 | R15411 | BFP000143 | Nandeebie Centre Of Care Retirement Village 87 Winchester Road Alexandra Hills QLD 4161 | The Uniting Church In Australia Property Trust (QLD) | 42625 | PO Box 375 MORAYFIELD QLD 4506 | 8 | 11723 | Outside chemical store
2014-02-10 | IP | Fabco | 25 | 805Y | A003164 | BFP000145 | Sharks Sporting Club 325B Colburn Avenue Victoria Point QLD 4165 | Victoria Point Sharks Sporting Club Inc | 276140 | PO Box 3051 VICTORIA POINT WEST QLD 4165 | Sport | 268396 | Eastern wall facing oval to fire hose reel
2000-06-07 | IP | Conbraco | 15 | 40203A21 | DQ676 | BFP000148 | 9-11 Oaklands Street Alexandra Hills QLD 4161 | Redland Investment Corporation Pty Ltd | 13210 | C/- Peter Kelley PO Box 21 CLEVELAND QLD 4163 | CMP | 422642 | Outside
2017-05-06 | CP | Watts | 15 | 40203A21 | 1339 | BFP000149 | Lake Sherrin 67-75 Dinwoodie Road Thornlands QLD 4164 | Lake Sherrin Homes For Aged | 31792 | PO Box 771 TOOWONG BC QLD 4066 | CMP | 37951 | Dinwoodie Road at fire mains control valve near water meter
2018-01-11 | IP | Febco | 25 | 850L | 5125 | BFP000151 | Carmel College 20-22 Ziegenfusz Road Thornlands QLD 4164 | The Corporation Of The Trustees Of The Roman Catholic Archdiocese Of Brisbane | 31826 | GPO BOX 282 BRISBANE QLD 4001 | 8 | 37993 | South side in basketball area
2018-01-11 | IP | Febco | 25 | 850L | 6148 | BFP000152 | Carmel College 20-22 Ziegenfusz Road Thornlands QLD 4164 | The Corporation Of The Trustees Of The Roman Catholic Archdiocese Of Brisbane | 31826 | GPO BOX 282 BRISBANE QLD 4001 | 8 | 37993 | West side netball court
2016-10-13 | IP | Tyco | 15 | RP03 | 28404 | BFP000154 | 1 Bluebell Street Alexandra Hills QLD 4161 | Mr George P Nichols | 11862 | 397 Mount Cotton Road Sheldon QLD 4157 | 0 | 15083 | Left hand side of building outside
2016-10-13 | IP | Febco | 25 | 805Y | A002770 | BFP000156 | 1 Bluebell Street Alexandra Hills QLD 4161 | Mr George P Nichols | 11862 | 397 Mount Cotton Road Sheldon QLD 4157 | 0 | 15083 | Fire Hose Reel right hand side of building outside
2016-10-13 | IP | Febco | 25 | 805Y | A002770 | BFP000156 | 1 Bluebell Street Alexandra Hills QLD 4161 | Mr George P Nichols | 11862 | 397 Mount Cotton Road Sheldon QLD 4157 | 0 | 15084 | Fire Hose Reel right hand side of building outside
2017-01-24 | IP | Tyco DVC | 20 | DC03 | 78213 | BFP000157 | 31-75 Taylor Road Sheldon QLD 4157 | Sheldon College | 400710 | PO Box 1188 Capalaba DC QLD 4157 | EDU | 72650 | In garden outside door MB2
2017-01-24 | IP | CLA Val | 25 | DC6LA | 217 | BFP000158 | 31-75 Taylor Road Sheldon QLD 4157 | Sheldon College | 400710 | PO Box 1188 Capalaba DC QLD 4157 | EDU | 72650 | On fire reel outside JA4
2017-01-24 | IP | CLA Val | 25 | DC6LA | 232 | BFP000159 | 31-75 Taylor Road Sheldon QLD 4157 | Sheldon College | 400710 | PO Box 1188 Capalaba DC QLD 4157 | EDU | 72650 | On fire reel outside MB5
2017-01-24 | IP | TYCO | 25 | DC03 | 71678 | BFP000160 | 31-75 Taylor Road Sheldon QLD 4157 | Sheldon College | 400710 | PO Box 1188 Capalaba DC QLD 4157 | EDU | 72650 | On fire reel outside JE5
2017-01-24 | ZP | Conbraco | 20 | 40204A2 | 85 | BFP000161 | 31-75 Taylor Road Sheldon QLD 4157 | Sheldon College | 400710 | PO Box 1188 Capalaba DC QLD 4157 | EDU | 72650 | On fire reel outside JB5
2017-03-29 | ZP | Conbraco | 20 | 40104A21 | DH367 | BFP000162 | Capalaba State High School 53-59 School Road Capalaba QLD 4157 | The State Of Queensland (Represented By Department Of Education & Training) | 329980 | PO Box 15033 CITY EAST QLD 4002 | 6 | 364841 | West wall outside dark room
2016-05-19 | IP | Valvetec | 32 | RPZ95 | R8092 | BFP000163 | Bunnings Capalaba 5 Pittwin Road North Capalaba QLD 4157 | Bunnings Properties Pty Ltd | 203405 | PO Box 7065 BAULKHAM HILLS BC NSW 2153 | CMP | 217355 | Front wall of building servicing irrigation
2016-05-19 | IP | Valvetec | 50 | DC95 | D7385 | BFP000164 | Bunnings Capalaba 5 Pittwin Road North Capalaba QLD 4157 | Bunnings Properties Pty Ltd | 203405 | C/- Knight Frank (AUS) PTY LTD GPO Box 146 BRISBANE QLD 4001 | ASO | 78169 | Front meter assembly
2017-09-11 | IP | Valvcheq | 20 | DC03 | 99715 | BFP000167 | 376-378 Main Road Wellington Point QLD 4160 | Dolavat Pty Ltd | 7609 | 19 Whitehall Avenue Birkdale QLD 4159 | CMP | 8601 | Behind bread oven on wall
2017-04-06 | CP | Conbraco | 25 | 40205A21 | AO582 | BFP000170 | Harbourview 6 Harbourview Court Cleveland QLD 4163 | Body Corporate for Villa Edgewater CTS 23092 | 57440 | C/- Whittles Strata & Community Title Services PO Box 539 CLEVELAND QLD 4163 | BC | 97599 | On wall end of block
2017-10-18 | IP | Febco | 25 | 805Y | A003478 | BFP000172 | 4 Industry Place Capalaba QLD 4157 | T & G Super Pty Ltd As Trustee Muller Family Investments Pty Ltd As Trustee | 60263 | 4 Industry Place Capalaba QLD 4157 | TST | 384968 | Fire hose reel shed No. A
2017-10-18 | IP | Febco | 25 | 805Y | A003465 | BFP000173 | 4 Industry Place Capalaba QLD 4157 | T & G Super Pty Ltd As Trustee Muller Family Investments Pty Ltd As Trustee | 60263 | 4 Industry Place Capalaba QLD 4157 | TST | 384968 | Fire Hose Reel 2ND Shed
2015-01-12 | IP | Qld Plumbing | 20 | PJ9485 | 3940 | BFP000174 | Victoria Point Professional Centre 451-453 Redland Bay Road Victoria Point QLD 4165 | Sp112573 Victoria Pt Profess Centre The Body Corporate Community Title Scheme | 200274 | C/- Whittles Australia Pty Ltd PO Box 539 CLEVELAND QLD 4163 | BC | 85519 | In side irrigation box within garden attached to seat
2015-01-12 | IP | TYCO | 25 | RP03 | 44167 | BFP000175 | Victoria Point Professional Centre 451-453 Redland Bay Road Victoria Point QLD 4165 | Sp112573 Victoria Pt Profess Centre The Body Corporate Community Title Scheme | 200274 | C/- Whittles Australia Pty Ltd PO Box 539 CLEVELAND QLD 4163 | BC | 85519 | In the garden on left side of main entrance
2017-01-11 | IP | Qld Plumbing | 20 | RP1097 | h05205 | BFP000176 | Victoria Point Professional Centre 451-453 Redland Bay Road Victoria Point QLD 4165 | Sp112573 Victoria Pt Profess Centre The Body Corporate Community Title Scheme | 200274 | C/- Whittles Australia Pty Ltd PO Box 539 CLEVELAND QLD 4163 | BC | 85519 | Inside compressor cage outside Suite 2
2014-08-25 | IP | Qld Plumbing | 32 | RP1097 | 14003 | BFP000178 | 33-39 Shore Street West Cleveland QLD 4163 | Hong Wang International Pty Ltd As Trustee | 205091 | 43 Knightsbridge Parade West PARADISE POINT QLD 4216 | TST | 455460 | Adjacent to domestic water meter
2016-02-15 | IP | Febco | 20 | 825YE | 2280 | BFP000180 | 21 Smith Street Capalaba QLD 4157 | V & G Clinic Pty Ltd | 11803 | 53 FALSTAFF STREET SUNNYBANK HILLS QLD 4109 | CMP | 236268 | East side in driveway
2016-11-15 | ZP | Watts | 20 | 009M3-AUS | 16327 | BFP000181 | 10-12 Smith Street Capalaba QLD 4157 | Veolia Transport Brisbane Pty Ltd | 51153 | PO Box 1190 CAPALABA QLD 4157 | CMP | 271720 | Right hand side wall for wash down bay
2014-12-08 | ZP | Conbraco | 20 | 4020A21 | BB624 | BFP000182 | 32 Enterprise Street Cleveland QLD 4163 | Pryde Earthmoving & Excavations Pty Ltd As Trustee | 50459 | PO Box 3850 VICTORIA POINT WEST QLD 4165 | TST | 243186 | Left hand side of driveway near small hut
2014-12-08 | IP | Conbraco | 15 | 40203A21 | AH538 | BFP000183 | 32 Enterprise Street Cleveland QLD 4163 | Pryde Earthmoving & Excavations Pty Ltd As Trustee | 50459 | PO Box 3850 VICTORIA POINT WEST QLD 4165 | TST | 243186 | In test room under sink
2017-08-25 | IP | Valvetec | 20 | RPZ95 | R22042 | BFP000184 | 143-153 Birkdale Road Birkdale QLD 4159 | Ver Custodian Pty Ltd | 373 | Attn: Alison Fletcher (MRP131) GPO Box 872K MELBOURNE VIC 3001 | CMP | 505 | Back left hand of site in wash bay
2014-02-12 | CP | Combraco | 25 | 40105A21 | DQ857 | BFP000191 | 39 Old Cleveland Road Capalaba QLD 4157 | Jexville Pty Ltd As Trustee | 11535 | 17 Sevenoaks Street Alexandra Hills QLD 4161 | TST | 82215 | Fire hose reel in carpark
2014-02-07 | IP | Watts | 20 | 007M2 | 10568 | BFP000193 | Redland Hospital 21 Weippin Street Cleveland QLD 4163 | Metro South Hospital And Health Service | 24265 | C/- Bayside Health Srv District V Quinlan PO Box 585 CLEVELAND QLD 4163 | 6 | 29488 | Dental Pl Clinic Plant Room
2011-06-20 | IP | Valvetec | 25 | dcv95 | 69183 | BFP000194 | Redland Hospital 21 Weippin Street Cleveland QLD 4163 | Metro South Hospital And Health Service | 24265 | C/- Bayside Health Srv District V Quinlan PO Box 585 CLEVELAND QLD 4163 | 6 | 29488 | Chiller Plant Room - Door G069 Fire Hose Reel DCV
2015-10-01 | IP | Valvetec | 25 | RPZ95 | 12434 | BFP000195 | Redland Hospital 21 Weippin Street Cleveland QLD 4163 | Metro South Hospital And Health Service | 24265 | C/- Bayside Health Srv District V Quinlan PO Box 585 CLEVELAND QLD 4163 | 6 | 29488 | Renal dialysis outside on east wall chiller feed
2014-02-07 | ZP | Tyco RPZ | 32 | RP03 | 83330 | BFP000199 | Redland Hospital 21 Weippin Street Cleveland QLD 4163 | Metro South Hospital And Health Service | 24265 | C/- Bayside Health Srv District V Quinlan PO Box 585 CLEVELAND QLD 4163 | 6 | 29488 | Water Towers RPZD Bypass
2011-07-05 | IP | Valvetec | 20 | RPZ95 | 67607 | BFP000200 | Redland Hospital 21 Weippin Street Cleveland QLD 4163 | Metro South Hospital And Health Service | 24265 | C/- Bayside Health Srv District V Quinlan PO Box 585 CLEVELAND QLD 4163 | 6 | 29488 | Medical Out Patients Pan Room Cold Water RPZD
2011-07-05 | ZP | Tyco | 25 | RP03 | 68994 | BFP000201 | Redland Hospital 21 Weippin Street Cleveland QLD 4163 | Metro South Hospital And Health Service | 24265 | C/- Bayside Health Srv District V Quinlan PO Box 585 CLEVELAND QLD 4163 | 6 | 29488 | Medical Out Patients Pan Room Hot Water RPZD
2011-06-16 | IP | Valvetec | 20 | RPZ95 | 82817 | BFP000202 | Redland Hospital 21 Weippin Street Cleveland QLD 4163 | Metro South Hospital And Health Service | 24265 | PO Box 4043 EIGHT MILE PLAINS QLD 4113 | 6 | 391096 | Lamb Ward Pan Room Hot Water RPZD
2014-02-05 | IP | Valvetec | 20 | RP03 | 47122 | BFP000204 | Redland Hospital 21 Weippin Street Cleveland QLD 4163 | Metro South Hospital And Health Service | 24265 | Redland Hospital Building & Maintenance PO Box 585 CLEVELAND QLD 4163 | 6 | 296855 | Wall Valve Box Link Way Near Chapel Outside Xray - Hot Water PRZ
2015-10-02 | IP | Valvetec | 20 | RPZ03 | 47271 | BFP000207 | Redland Hospital 21 Weippin Street Cleveland QLD 4163 | Metro South Hospital And Health Service | 24265 | C/- Bayside Health Srv District V Quinlan PO Box 585 CLEVELAND QLD 4163 | 6 | 29488 | Wall Valve Box Link Way Near Chapel Outside Xray - Cold Water PRZ
2015-09-29 | IP | Valvetec | 25 | DCV03 | 28336 | BFP000209 | Redland Hospital 21 Weippin Street Cleveland QLD 4163 | Metro South Hospital And Health Service | 24265 | C/- Bayside Health Srv District V Quinlan PO Box 585 CLEVELAND QLD 4163 | 6 | 29488 | Fire Hose Reel Back Loading Bay
2015-10-02 | IP | Valvetec | 20 | RPZ03 | 33021 | BFP000210 | Redland Hospital 21 Weippin Street Cleveland QLD 4163 | Metro South Hospital And Health Service | 24265 | C/- Bayside Health Srv District V Quinlan PO Box 585 CLEVELAND QLD 4163 | 6 | 29488 | Hose Reel Back Loading Bay
2015-10-01 | CP | Valvetec | 25 | RPZ95 | 82851 | BFP000212 | Redland Hospital 21 Weippin Street Cleveland QLD 4163 | Metro South Hospital And Health Service | 24265 | Redland Hospital Building & Maintenance PO Box 585 CLEVELAND QLD 4163 | 6 | 296855 | Outside Wall in garden next to patient set down area
2017-12-15 | IP | Valvetec | 20 | RPZ95 | 16744 | BFP000213 | Redland Hospital 21 Weippin Street Cleveland QLD 4163 | Metro South Hospital And Health Service | 24265 | Redland Hospital Building & Maintenance PO Box 585 CLEVELAND QLD 4163 | 6 | 296855 | Canaipa Pan Room Door G.176- Cold Water
2015-10-01 | IP | Valvetec | 25 | RPZ95 | 12809 | BFP000214 | Redland Hospital 21 Weippin Street Cleveland QLD 4163 | Metro South Hospital And Health Service | 24265 | Redland Hospital Building & Maintenance PO Box 585 CLEVELAND QLD 4163 | 6 | 296855 | Canaipa Pan Room Door G.176- Hot Water
2015-10-01 | IP | Tyco RPZ | 20 | RP03 | 48282 | BFP000215 | Redland Hospital 21 Weippin Street Cleveland QLD 4163 | Metro South Hospital And Health Service | 24265 | C/- Bayside Health Srv District V Quinlan PO Box 585 CLEVELAND QLD 4163 | 6 | 29488 | Yugipa RPZD Valve Utility Room Womans Wing Cold
2011-06-27 | IP | Valvetec | 25 | RPZ95 | 82817 | BFP000216 | Redland Hospital 21 Weippin Street Cleveland QLD 4163 | Metro South Hospital And Health Service | 24265 | C/- Bayside Health Srv District V Quinlan PO Box 585 CLEVELAND QLD 4163 | 6 | 29488 | Lamb Ward Pan Room Cold Water
2011-05-17 | IP | Valvetec | 25 | RPZ95 | 18781 | BFP000219 | Redland Hospital 21 Weippin Street Cleveland QLD 4163 | Metro South Hospital And Health Service | 24265 | C/- Bayside Health Srv District V Quinlan PO Box 585 CLEVELAND QLD 4163 | 6 | 29488 | Ante Natal Clinic Pan Room Door 1042J - Hot Water
2011-05-17 | IP | Valvetec | 20 | RPZ95 | 68948 | BFP000220 | Redland Hospital 21 Weippin Street Cleveland QLD 4163 | Metro South Hospital And Health Service | 24265 | C/- Bayside Health Srv District V Quinlan PO Box 585 CLEVELAND QLD 4163 | 6 | 29488 | Ante Natal Clinic Pan Room Door 1042J - Cold Water
2015-10-01 | IP | Valvetec | 20 | RPZ03 | 26929 | BFP000221 | Redland Hospital 21 Weippin Street Cleveland QLD 4163 | Metro South Hospital And Health Service | 24265 | Redland Hospital Building & Maintenance PO Box 585 CLEVELAND QLD 4163 | 6 | 296855 | Macleay Pan Room Door G125A - Hot Water (No:31)
2011-06-22 | IP | Valveted | 20 | RPZ95 | 68996 | BFP000222 | Redland Hospital 21 Weippin Street Cleveland QLD 4163 | Metro South Hospital And Health Service | 24265 | Redland Hospital Building & Maintenance PO Box 585 CLEVELAND QLD 4163 | 6 | 296855 | Macleay Pan Room Door G125A - Cold Water (No:31)
2011-07-26 | ZP | Valvetec | 150 | RPZ98 | 101876 | BFP000223 | Redland Hospital 21 Weippin Street Cleveland QLD 4163 | Metro South Hospital And Health Service | 24265 | C/- Bayside Health Srv District V Quinlan PO Box 585 CLEVELAND QLD 4163 | 6 | 29488 | Mains Connection - Wellington Street (No33)
2011-07-26 | ZP | tyco | 150 | rpz98 | 102037 | BFP000224 | Redland Hospital 21 Weippin Street Cleveland QLD 4163 | Metro South Hospital And Health Service | 24265 | Redland Hospital Building & Maintenance PO Box 585 CLEVELAND QLD 4163 | 6 | 296855 | Main Connection -Bypass Welington Street (No:34)
2011-06-22 | IP | Valvetec | 25 | RPZ95 | 68962 | BFP000225 | Redland Hospital 21 Weippin Street Cleveland QLD 4163 | Metro South Hospital And Health Service | 24265 | Redland Hospital Building & Maintenance PO Box 585 CLEVELAND QLD 4163 | 6 | 296855 | Macleay Pan Room Door G.161 - Cold Water
2015-10-02 | ZP | Valvetec | 20 | RPZ03 | 67586 | BFP000226 | Redland Hospital 21 Weippin Street Cleveland QLD 4163 | Metro South Hospital And Health Service | 24265 | Redland Hospital Building & Maintenance PO Box 585 CLEVELAND QLD 4163 | 6 | 296855 | Macleay Pan Room Door G.161 - Hot Water
2015-10-02 | IP | Valvetec | 20 | RPZ95 | 33028 | BFP000227 | Redland Hospital 21 Weippin Street Cleveland QLD 4163 | Metro South Hospital And Health Service | 24265 | C/- Bayside Health Srv District V Quinlan PO Box 585 CLEVELAND QLD 4163 | 6 | 29488 | Pan Room Stradbroke Ward Door 1.103 - Cold Water
2015-10-01 | IP | Valvetec | 20 | RPZ95 | 19958 | BFP000228 | Redland Hospital 21 Weippin Street Cleveland QLD 4163 | Metro South Hospital And Health Service | 24265 | C/- Bayside Health Srv District V Quinlan PO Box 585 CLEVELAND QLD 4163 | 6 | 29488 | Pan Room Stradbroke Ward Door 1.103 - Hot Water
2011-05-17 | IP | Valvetec | 20 | RPZ95 | 20054 | BFP000229 | Redland Hospital 21 Weippin Street Cleveland QLD 4163 | Metro South Hospital And Health Service | 24265 | C/- Bayside Health Srv District V Quinlan PO Box 585 CLEVELAND QLD 4163 | 6 | 29488 | Karragarra Pan Rood Door 1.090 - Hot Water RPZD
2011-05-17 | ZP | Valvetec | 25 | RPZ95 | 40569 | BFP000230 | Redland Hospital 21 Weippin Street Cleveland QLD 4163 | Metro South Hospital And Health Service | 24265 | C/- Bayside Health Srv District V Quinlan PO Box 585 CLEVELAND QLD 4163 | 6 | 29488 | Karragarra Pan Rood Door 1.090 - Cold Water RPZD
2015-10-06 | ZP | Tyco RPZ | 20 | RP03 | 27558 | BFP000231 | Redland Hospital 21 Weippin Street Cleveland QLD 4163 | Metro South Hospital And Health Service | 24265 | C/- Bayside Health Srv District V Quinlan PO Box 585 CLEVELAND QLD 4163 | 6 | 29488 | Stradbroke Pan Room Door 1.008 - Hot Water RPZD
2011-05-23 | ZP | Valvetec | 25 | RPZ95 | 19480 | BFP000232 | Redland Hospital 21 Weippin Street Cleveland QLD 4163 | Metro South Hospital And Health Service | 24265 | C/- Bayside Health Srv District V Quinlan PO Box 585 CLEVELAND QLD 4163 | 6 | 29488 | Stradbroke Pan Room Door 1.008 - Cold Water RPZD
2011-07-06 | ZP | Valvetec | 25 | RPZ95 | 68950 | BFP000233 | Redland Hospital 21 Weippin Street Cleveland QLD 4163 | Metro South Hospital And Health Service | 24265 | C/- Bayside Health Srv District V Quinlan PO Box 585 CLEVELAND QLD 4163 | 6 | 29488 | Decontamination Room C.S.D. - Cold Water
2015-10-06 | ZP | Valvetec | 25 | RPZ95 | 68957 | BFP000234 | Redland Hospital 21 Weippin Street Cleveland QLD 4163 | Metro South Hospital And Health Service | 24265 | C/- Bayside Health Srv District V Quinlan PO Box 585 CLEVELAND QLD 4163 | 6 | 29488 | Decontamination Room C.S.D. - Hot Water
2015-10-02 | ZP | Valvetec | 25 | RPZ95 | 33027 | BFP000237 | Redland Hospital 21 Weippin Street Cleveland QLD 4163 | Metro South Hospital And Health Service | 24265 | C/- Bayside Health Srv District V Quinlan PO Box 585 CLEVELAND QLD 4163 | 6 | 29488 | Pan Room Recovery - Cold Water
2015-10-06 | ZP | Tyco RPZ | 20 | RP03 | 67201 | BFP000238 | Redland Hospital 21 Weippin Street Cleveland QLD 4163 | Metro South Hospital And Health Service | 24265 | C/- Bayside Health Srv District V Quinlan PO Box 585 CLEVELAND QLD 4163 | 6 | 29488 | Pan Room Recovery - Hot Water
2015-10-02 | CP | Valvetec | 65 | rpz98 | 104521 | BFP000240 | Redland Hospital 21 Weippin Street Cleveland QLD 4163 | Metro South Hospital And Health Service | 24265 | C/- Bayside Health Srv District V Quinlan PO Box 585 CLEVELAND QLD 4163 | 6 | 29488 | Main Boiler Plant Room Door 2.002 - Cold Water Bypass
2011-06-27 | CP | Valvetec | 25 | DC95 | 69191 | BFP000241 | Redland Hospital 21 Weippin Street Cleveland QLD 4163 | Metro South Hospital And Health Service | 24265 | Redland Hospital Building & Maintenance PO Box 585 CLEVELAND QLD 4163 | 6 | 296855 | Executive Corridor Opposite Coochie Café DCV
2011-06-16 | CP | Valvetec | 25 | DC95 | 63484 | BFP000242 | Redland Hospital 21 Weippin Street Cleveland QLD 4163 | Metro South Hospital And Health Service | 24265 | C/- Bayside Health Srv District V Quinlan PO Box 585 CLEVELAND QLD 4163 | 6 | 29488 | Fire hose reel opp plant room 6.088 (No:52)
2011-06-21 | IP | Valvetec | 40 | rpz95dcv95 | 7806 | BFP000243 | Redland Hospital 21 Weippin Street Cleveland QLD 4163 | Metro South Hospital And Health Service | 24265 | Redland Hospital Building & Maintenance PO Box 585 CLEVELAND QLD 4163 | 6 | 296855 | In box in ground outside plant room G069 (No:53)
2011-07-25 | ZP | Valvetec | 20 | RPZ95 | 68964 | BFP000244 | Redland Hospital 21 Weippin Street Cleveland QLD 4163 | Metro South Hospital And Health Service | 24265 | C/- Bayside Health Srv District V Quinlan PO Box 585 CLEVELAND QLD 4163 | 6 | 29488 | Surgical Outpaitents Door 10011 - Hot Water RPZ
2015-10-02 | ZP | Valvetec | 25 | RPZ95 | 19963 | BFP000245 | Redland Hospital 21 Weippin Street Cleveland QLD 4163 | Metro South Hospital And Health Service | 24265 | Redland Hospital Building & Maintenance PO Box 585 CLEVELAND QLD 4163 | 6 | 296855 | Surgical Outpaitents Door 10011 - Cold Water RPZ
2014-10-24 | IP | Conbraco | 25 | 40105A2I | EB775 | BFP000249 | 65 Enterprise Street Cleveland QLD 4163 | Alignment Surveys Pty Ltd | 50452 | 16 Burns Street Capalaba QLD 4157 | CMP | 240363 | Rear of factory right hand side
2014-10-24 | ZP | Conbraco | 20 | 4014A21 | Y4957 | BFP000250 | 65 Enterprise Street Cleveland QLD 4163 | Alignment Surveys Pty Ltd | 50452 | C/- Ray White Commercial Pty Ltd Bayside PO Box 1197 CAPALABA QLD 4157 | TST | 278947 | Front Garden
2014-10-24 | ZP | Conbraco | 25 | 40105A21 | EB718 | BFP000251 | 65 Enterprise Street Cleveland QLD 4163 | Alignment Surveys Pty Ltd | 50452 | 16 Burns Street Capalaba QLD 4157 | CMP | 240363 | Right hand side of factory near office
2016-10-14 | IP | Tyco | 25 | DC03 | 76709 | BFP000255 | 97-129 Dundas Street Ormiston QLD 4160 | Ormiston College Limited | 932 | PO Box 1835 CLEVELAND DC QLD 4163 | EDU | 1272 | Adjacent to pool for wash down
2016-10-14 | ZP | TYCO | 40 | 40107A21 | 52252 | BFP000256 | 97-129 Dundas Street Ormiston QLD 4160 | Ormiston College Limited | 932 | PO Box 1835 CLEVELAND DC QLD 4163 | EDU | 1272 | Right hand side of entry to multi function room
2016-10-13 | IP | Conbraco | 12 | 40203A21 | DH136 | BFP000257 | 1 Bluebell Street Alexandra Hills QLD 4161 | Mr George P Nichols | 11862 | 397 Mount Cotton Road Sheldon QLD 4157 | 0 | 15083 | Left hand side of building outside
2016-10-13 | IP | Conbraco | 12 | 40203A21 | DH142 | BFP000258 | 1 Bluebell Street Alexandra Hills QLD 4161 | Mr George P Nichols | 11862 | 397 Mount Cotton Road Sheldon QLD 4157 | 0 | 15084 | Left hand side of building outside
2014-01-10 | IP | Valvetech | 25 | RPZ75 | B0872 | BFP000264 | Mary Mckillop Catholic Parish Primary School 130-156 Collingwood Road Birkdale QLD 4159 | The Corporation Of The Trustees Of The Roman Catholic Archdiocese Of Brisbane | 43526 | GPO BOX 282 BRISBANE QLD 4001 | 8 | 37993 | Rear of tuck shop
2012-04-03 | IP | Conbraco | 40 | 4020A21 | FU120 | BFP000267 | Mary Mckillop Catholic Parish Primary School 130-156 Collingwood Road Birkdale QLD 4159 | The Corporation Of The Trustees Of The Roman Catholic Archdiocese Of Brisbane | 43526 | GPO BOX 282 BRISBANE QLD 4001 | 8 | 37993 | Next to rain water tanks behind kitchen
2017-03-06 | ZP | Combraco | 50 | 40108A21 | BR632 | BFP000269 | The Shores at Cleveland 158 Middle Street Cleveland QLD 4163 | Body Corporate For The Shores At Cleveland CTS 26477 | 203928 | C/- Ernst Body Corporate Management PO Box 10374 SOUTHPORT QLD 4215 | BC | 92690 | Near water meter on fire hose reel line
2017-03-06 | ZP | Valvtec | 20 | DCV98 | D7860 | BFP000270 | The Shores at Cleveland 158 Middle Street Cleveland QLD 4163 | Body Corporate For The Shores At Cleveland CTS 26477 | 203928 | C/- Ernst Body Corporate Management PO Box 10374 SOUTHPORT QLD 4215 | BC | 92690 | On irrigation system near pool
2017-01-31 | IP | Conbraco | 20 | 40204A21 | FC993 (F6993) | BFP000271 | Metropolitan South Institute of TAFE 29 Windemere Road Alexandra Hills QLD 4161 | The State Of Queensland (Represented By Department of Education & Training) | 202842 | C/- Jo Jones Locked Bag 14 SOUTH BRISBANE QLD 4101 | 6 | 86946 | Outside wall west grounds main shed
2017-01-31 | IP | WATTS | 15 | 009AUS | 7390 | BFP000272 | Metropolitan South Institute of TAFE 29 Windemere Road Alexandra Hills QLD 4161 | The State Of Queensland (Represented By Department of Education & Training) | 202842 | PO Box 15033 CITY EAST QLD 4002 | 6 | 283868 | Outside wall west ground main shed
2017-11-28 | IP | Valvetec | 32 | DCV98 | D8028 | BFP000274 | Redlands College 36-44 Anson Road Wellington Point QLD 4160 | Redlands Combined Independent College Inc | 27962 | 38 Anson Road Wellington Point QLD 4160 | EDU | 33100 | Between H and I Blocks
2017-07-21 | ZP | Watts | 20 | 09M3-AUS RP | 10067 | BFP000275 | Junner Street Dunwich QLD 4183 | Stradbroke Early Learning Association Inc | 4581 | C/- Dunwich Post Office DUNWICH QLD 4183 | ASO | 5584 | External wall of laundry
2013-03-14 | ZP | Conbraco | 25 | 40105A2I | EB871 | BFP000276 | 6 Industry Place Capalaba QLD 4157 | Redlands Cold Storage Pty Ltd As Trustee | 60264 | 2 Caradoc Street CHANDLER QLD 4155 | TST | 283184 | Outside prep room on wall inside building C/W line (Australian Garlic Bread)
2013-03-14 | ZP | Conbraco | 25 | 40105A2I | EB976 | BFP000277 | 6 Industry Place Capalaba QLD 4157 | Redlands Cold Storage Pty Ltd As Trustee | 60264 | PO Box 10414 SOUTHPORT QLD 4215 | MGEE | 124760 | Outside prep room on wall inside building (Australian Garlic Bread)
2013-03-14 | ZP | Valvetec | 32 | DC95 | D7822 | BFP000278 | 6 Industry Place Capalaba QLD 4157 | Redlands Cold Storage Pty Ltd As Trustee | 60264 | 2 Caradoc Street CHANDLER QLD 4155 | TST | 283184 | In garden to sprinkler & fire hose line (Australian Garlic Bread)
2016-10-05 | ZP | Combraco | 25 | 40205A21 | E6088 | BFP000281 | Thornlands Medical Centre 3-5 Panorama Drive Thornlands QLD 4164 | Body Corporate For Thornlands Medical Centre CTS 42206 | 328550 | C/- Whittles Strata & Community Title Services PO Box 539 CLEVELAND QLD 4163 | BC | 366012 | Sprinkler control adjacent to water meter (Thornlands Medical Centre)
2016-10-05 | IP | Conbraco | 25 | 40105A21 | GF756 | BFP000282 | Thornlands Medical Centre 3-5 Panorama Drive Thornlands QLD 4164 | Body Corporate For Thornlands Medical Centre CTS 42206 | 328550 | C/- Whittles Strata & Community Title Services PO Box 539 CLEVELAND QLD 4163 | BC | 366012 | Fire Hose Reel cupboard (Thornlands Medical Centre)
2017-02-10 | IP | Valvetec | 25 | RPZ98 | R9845 | BFP000284 | Thorneside WPCW 220 Quarry Road Thorneside QLD 4158 | Redland City Council Redland Water Attn: Mgr Treatment Operations (Sewerage) | 383660 | PO Box 21 Cleveland QLD 4163 | 5 | 1498 | Thorneside WPCW - Chlorine dosing
2017-02-10 | IP | Valvetec | 20 | RPZ98 | R9726 | BFP000285 | Thorneside WPCW 220 Quarry Road Thorneside QLD 4158 | Redland City Council Redland Water Attn: Mgr Treatment Operations (Sewerage) | 383660 | PO Box 21 Cleveland QLD 4163 | 5 | 1498 | Thorneside WPCW - Laboratory downstairs outside
2017-02-10 | IP | Tyco | 20 | RP03 | 47540 | BFP000286 | Thorneside WPCW 220 Quarry Road Thorneside QLD 4158 | Redland City Council Redland Water Attn: Mgr Treatment Operations (Sewerage) | 383660 | PO Box 21 Cleveland QLD 4163 | 5 | 1498 | Thorneside WPCW - Beltpress outside wall/poly mixing
2017-04-21 | IP | Watts | 20 | AUS909 | 64617 | BFP000287 | Pump Station 136 Weippin Street Cleveland QLD 4163 | Redland City Council Redland Water Attn: Mgr Treatment Operations (Sewerage) | 60224 | PO Box 21 Cleveland QLD 4163 | 5 | 1498 | Pump Station 136
2017-05-02 | IP | Valvetec | 20 | RPZ95 | 36621 | BFP000290 | Pump Station 6 44-76 Smith Street Cleveland QLD 4163 | Redland City Council Redland Water Attn: Mgr Treatment Operations (Sewerage) | 57138 | PO Box 21 Cleveland QLD 4163 | 5 | 1498 | Pump Station No.6 - located in showground adjacent to Princess Street
2017-12-18 | IP | Valvtec | 40 | RPZ98 | R17983 | BFP000291 | Sewerage Treatment Plant 341 German Church Road Redland Bay QLD 4165 | Redland City Council Redland Water Attn: Mgr Treatment Operations (Sewerage) | 202579 | PO Box 21 Cleveland QLD 4163 | 5 | 1498 | Front gate RHS
2016-10-04 | IP | TYCO | 32 | RPZ98 | R17134 | BFP000292 | Sewerage Treatment Plant 341 German Church Road Redland Bay QLD 4165 | Redland City Council Redland Water Attn: Mgr Treatment Operations (Sewerage) | 202579 | PO Box 8042 GOLD COAST MC QLD 9729 | BUS | 362236 | Behind Belt Press Shed
2017-12-18 | ZP | TYCO | 25 | RPZ98 | R17685 | BFP000293 | Sewerage Treatment Plant 341 German Church Road Redland Bay QLD 4165 | Redland City Council Redland Water Attn: Mgr Treatment Operations (Sewerage) | 202579 | PO Box 21 Cleveland QLD 4163 | 5 | 1498 | Front of Lab (Outside Wall)
2017-11-20 | IP | Febco | 32 | 825YE | A000776 | BFP000295 | 36 Smith Street Capalaba QLD 4157 | Redland City Council Redland Water Attn: Mgr Treatment Operations (Sewerage) | 320160 | PO Box 21 Cleveland QLD 4163 | 5 | 1498 | Outside Lab
2017-03-10 | IP | Combraco | 15 | 3233F | R365 | BFP000297 | Sirromet Winery 850-938 Mount Cotton Road Mount Cotton QLD 4165 | T E Morris & Associates Merle Norman Cosmetics Pty Ltd | 32777 | PO Box 5649 GOLD COAST MC QLD 9726 | 0 | 39215 | At wash-down point within the "Tank Farm"
2017-11-29 | IP | VALVETEC | 20 | RP03 | 5298 | BFP000298 | 42 Oxley Parade Dunwich QLD 4183 | Dept Of Housing & Public Works Govt Employee Housing | 4151 | GPO Box 2457 BRISBANE QLD 4001 | 6 | 412142 | On wall at rear of building - Cold Water
2017-11-29 | ZP | Tyco | 20 | RP03 | 82055 | BFP000305 | 42 Oxley Parade Dunwich QLD 4183 | Dept Of Housing & Public Works Govt Employee Housing | 4151 | C/- Bayside Health Srv District V Quinlan PO Box 585 CLEVELAND QLD 4163 | 6 | 73672 | On wall at rear of building - Hot Water
2015-03-03 | ZP | Conbraco | 25 | 40205A21 | 70976 | BFP000306 | 58 Shore Street West Ormiston QLD 4160 | J & J Investments (Qld) Pty Ltd As Trustee G & F Oldham Pty Ltd As Trustee | 1231 | 4 Mainroyal Court Cleveland QLD 4163 | TST | 315290 | RHS of Mazda building towards rear
2015-03-03 | ZP | Tyco | 32 | RP03 | 13416 | BFP000307 | 58 Shore Street West Ormiston QLD 4160 | J & J Investments (Qld) Pty Ltd As Trustee G & F Oldham Pty Ltd As Trustee | 1231 | PO Box 13 SPRINGWOOD QLD 4127 | TST | 103008 | In front RHS garden Mazda side
2015-10-01 | ZP | Valvtec | 20 | RPZ03 | 33029 | BFP000308 | Redland Hospital 21 Weippin Street Cleveland QLD 4163 | Metro South Hospital And Health Service | 24265 | C/- Bayside Health Srv District V Quinlan PO Box 585 CLEVELAND QLD 4163 | 6 | 29488 | Birthing Suite Pan Room 1040.B - Cold Water
2017-09-12 | ZP | Wilkins Zurn | 25 | 975XL | 869733 | BFP000315 | 120-124 Birkdale Road Birkdale QLD 4159 | Birkdale Place Pty Ltd As Trustee | 27205 | 175 Main Road Wellington Point QLD 4160 | TST | 246456 | Underground car park near hot water system
2017-08-30 | ZP | Valvetec | 32 | 40106a1I | R264 | BFP000316 | Bayshore Central 9 Bayside Court Thorneside QLD 4158 | Bayshore Central The Body Corporate Group Titles Plan No 4016 | 20274 | C/- Capitol Body Corporate Administration PO Box 2362 Chermside Centre QLD 4032 | BC | 25077 | Beside pump shed (Maintenance Shed)
2017-01-31 |  | Conbraco | 25 | 40105A21 | GF655 | BFP000318 | Victoria Point State High School 93-131 Benfer Road Victoria Point QLD 4165 | The State Of Queensland (Represented By Department of Education & Training) | 201160 | PO Box 15033 CITY EAST QLD 4002 | 6 | 283868 | GLA Block 2 (North side external wall)
2017-01-31 |  | Conbraco | 25 | 40105A21 | GF649 | BFP000319 | Victoria Point State High School 93-131 Benfer Road Victoria Point QLD 4165 | The State Of Queensland (Represented By Department of Education & Training) | 201160 | Victoria Point State High School 93-131 Benfer Road Victoria Point QLD 4165 | EDU | 81589 | GLA Block 2 (Southside - external wall)
2017-01-31 |  | Conbraco | 25 | 40105A21 | GF670 | BFP000320 | Victoria Point State High School 93-131 Benfer Road Victoria Point QLD 4165 | The State Of Queensland (Represented By Department of Education & Training) | 201160 | PO Box 15033 CITY EAST QLD 4002 | 6 | 283868 | GLA Block 1 (Southside- External)
2017-01-31 |  | Conbraco | 25 | 40105A21 | GF651 | BFP000321 | Victoria Point State High School 93-131 Benfer Road Victoria Point QLD 4165 | The State Of Queensland (Represented By Department of Education & Training) | 201160 | PO Box 15033 CITY EAST QLD 4002 | 6 | 283868 | GLA Block 1 (Northside - External)
2015-04-03 | IP | Febco | 20 | 860L | 29603 | BFP000323 | 23-39 Benfer Road Victoria Point QLD 4165 | The Corporation Of The Trustees Of The Roman Catholic Archdiocese Of Brisbane | 43797 | GPO BOX 282 BRISBANE QLD 4001 | 8 | 37993 | Left hand side of carpark (Dental Unit)
2015-04-03 | IP | Conbraco | 25 | 40105A21 | BS923 | BFP000324 | 23-39 Benfer Road Victoria Point QLD 4165 | The Corporation Of The Trustees Of The Roman Catholic Archdiocese Of Brisbane | 43797 | GPO BOX 282 BRISBANE QLD 4001 | 8 | 37993 | Two storey teaching block - individual fire hose reel 1st floor
2015-04-03 | IP | Conbraco | 25 | 40105A21 | BS848 | BFP000325 | 23-39 Benfer Road Victoria Point QLD 4165 | The Corporation Of The Trustees Of The Roman Catholic Archdiocese Of Brisbane | 43797 | GPO BOX 282 BRISBANE QLD 4001 | 8 | 37993 | Two storey teaching block - fire hose reel ground floor
2012-10-18 | ZP | Febco | 32 | 825Y | 5535 | BFP000326 | 4 Currumbin Court Capalaba QLD 4157 | Oakstrain Pty Ltd As Trustee | 59943 | 16 Raby Bay Boulevard Cleveland QLD 4163 | TST | 358698 | On Fire Service at the Water Meter
2017-11-14 | ZP | Combraco | 15 | 40203A2 | EH359 | BFP000328 | 4 Currumbin Court Capalaba QLD 4157 | Oakstrain Pty Ltd As Trustee | 59943 | PO BOX 5411 ALEXANDRA HILLS QLD 4161 | TST | 79339 | Screen Wash in the Pre Press Room
2002-03-05 | ZP | Conbraco | 15 | 40203A21 | EN393 | BFP000332 | 71 Cambridge Drive Alexandra Hills QLD 4161 | No owners recorded | 13214 | C/- Mirvac Real Estate Pty Ltd PO Box 5200 ALEXANDRA HILLS QLD 4161 | TST | 114943 | NO LONGER IN USE - 9 MAY 2003
2002-03-05 | ZP | Conbraco | 15 | 40203A21 | EN381 | BFP000333 | 71 Cambridge Drive Alexandra Hills QLD 4161 | No owners recorded | 13214 | C/-Centre Mgr Alex Hills Shopctr Cnr Finucane Rd & Cambridge Dr ALEXANDRA HILLS QLD 4161 | TST | 341708 | NO LONGER IN USE - 9 MAY 2003
2017-10-18 | IP | Valvtec | 20 | DC95 | 35516 | BFP000334 | Alexandra Hills Shopping Centre 71 Cambridge Drive Alexandra Hills QLD 4161 | Blau Holdings Pty Ltd As Trustee Rakio Pty Ltd As Trustee | 387010 | C/- Mr George Blau 50 Rosemont Avenue CAULFIELD NORTH VIC 3161 | TST | 341706 | In the compactor enclosure on the east alignment
2017-10-25 | ZP | Febco | 20 | 860L | H16057 | BFP000335 | 7-9 Dollery Road Capalaba QLD 4157 | Australian Postal Corporation | 11532 | C/- Cushman & Wakefield GPO Box 2698 CANBERRA ACT 2601 | FED | 14768 | Bike wash bay - north west side of building
2016-10-14 | IP | Valvcheq | 20 | RP 03 | 161903 | BFP000336 | 97-129 Dundas Street Ormiston QLD 4160 | Ormiston College Limited | 932 | PO Box 1835 CLEVELAND DC QLD 4163 | EDU | 1272 | AC plant enclosure
2016-10-14 | IP | Tyco | 25 | DC 03 | 76884 | BFP000337 | 97-129 Dundas Street Ormiston QLD 4160 | Ormiston College Limited | 932 | PO Box 1835 CLEVELAND DC QLD 4163 | EDU | 1272 | FHR cabinet front
2017-05-09 | CP | Combraco | 32 | 40106A21 | IF694 | BFP000338 | 38-44 Enterprise Street Cleveland QLD 4163 | Pryde Earthmoving & Excavations Pty Ltd As Trustee | 50456 | PO BOX 1875 CLEVELAND DC QLD 4163 | CMP | 109434 | Beside water meter in garden to left side of bottom gate
2015-12-10 | IP | Combraco | 12 | 3239F | B9922 | BFP000339 | 38-44 Enterprise Street Cleveland QLD 4163 | Pryde Earthmoving & Excavations Pty Ltd As Trustee | 50456 | PO Box 4059 EIGHT MILE PLAINS QLD 4113 | TST | 350001 | Beside back door Level 1 office building
2015-12-10 | ZP | Combraco | 20 | 40104A21 | HU927 | BFP000340 | 38-44 Enterprise Street Cleveland QLD 4163 | Pryde Earthmoving & Excavations Pty Ltd As Trustee | 50456 | PO BOX 1875 CLEVELAND DC QLD 4163 | CMP | 109434 | Bunded area Unit C to HC and top up tank
2014-03-03 | ZP | Watts | 20 | 009M2 | 16057 | BFP000341 | 47 Enterprise Street Cleveland QLD 4163 | S & S Lambourne Investments Pty Ltd As Trustee | 50444 | PO Box 3850 VICTORIA POINT WEST QLD 4165 | CMP | 432726 | North east end of building - bike wash down bay
2014-10-07 | ZP | Tyco | 25 | RP03 | 53998 | BFP000342 | 47 Enterprise Street Cleveland QLD 4163 | S & S Lambourne Investments Pty Ltd As Trustee | 50444 | 47 Enterprise Street Cleveland QLD 4163 | TST | 354042 | Front garden beside water metre
2014-12-08 | ZP | Conbraco | 20 | 40204A2I | HJ096 | BFP000343 | 32 Enterprise Street Cleveland QLD 4163 | Pryde Earthmoving & Excavations Pty Ltd As Trustee | 50459 | PO Box 3850 VICTORIA POINT WEST QLD 4165 | TST | 243186 | Rear store mezzanine level
2014-12-08 | ZP | Conbraco | 15 | 40203A21 | A0138 | BFP000344 | 32 Enterprise Street Cleveland QLD 4163 | Pryde Earthmoving & Excavations Pty Ltd As Trustee | 50459 | 32 Enterprise Street Cleveland QLD 4163 | CMP | 59879 | In test room under sink
2017-09-28 | IP | Combraco | 20 | 40104A21 | Y4944 | BFP000348 | 37 Fraser Street Dunwich QLD 4183 | The University Of Queensland As Trustee | 4153 | Manager Property Property And Facilities Division THE UNIVERSITY OF QUEENSLAND QLD 4072 | EDU | 265842 | On wash down tap next to shed
2017-09-28 | ZP | Combraco | 40 | 40207A11 | SK477 | BFP000349 | 37 Fraser Street Dunwich QLD 4183 | The University Of Queensland As Trustee | 4153 | Manager Property Property And Facilities Division THE UNIVERSITY OF QUEENSLAND QLD 4072 | EDU | 265842 | On wall at front of building
2013-11-28 | ZP | Valvtec | 32 | RPZ95 | R7737 | BFP000350 | 25-31 Shore Street West Cleveland QLD 4163 | Condra No 14 Pty Ltd As Trustee Lazydaz Pty Ltd Condra No 13 Pty Ltd As Trustee | 205092 | 280 Wellington Street Ormiston QLD 4160 | 0 | 12305 | Front Garden Irrigation System
2017-03-01 | IP | Valvtec | 50 | DCV98 | D9897 | BFP000351 | 4 Grant Street Cleveland QLD 4163 | Perpetual Trustee Company Limited | 49793 | Stradbroke Tower And Villas 6/2 Goodwin Street KANGAROO POINT QLD 4169 | TST | 99644 | On fire hose reel main line next to meter
2017-03-01 | IP | Valvtec | 25 | RPZ98 | R9983 | BFP000352 | 4 Grant Street Cleveland QLD 4163 | Perpetual Trustee Company Limited | 49793 | 4 Grant Street Cleveland QLD 4163 | CMP | 292860 | On irrigation line beside water meter
2017-09-11 | ZP | Valvcheq | 25 | RP03 | 170079 | BFP000354 | 5-7 Gordon Street Ormiston QLD 4160 | NR BM MA & KM Jackson As Trustees GT & MJ & AM & KS Jackson As Trustees BL PM ELL And MW Jackson As Trustee | 59173 | PO Box 8159 Cleveland QLD 4163 | TST | 370478 | Fire rail (Raby Bay Seafood Market)
2017-09-11 | ZP | WATTS | 20 | 009M3 | 8273 | BFP000355 | 5-7 Gordon Street Ormiston QLD 4160 | NR BM MA & KM Jackson As Trustees GT & MJ & AM & KS Jackson As Trustees BL PM ELL And MW Jackson As Trustee | 59173 | 18 Carling Court Cleveland QLD 4163 | CMP | 92036 | Next to fire rail (Trade Waste ) Ray Bay Seafood Market
2017-04-06 |  | Valvetec | 25 | DCV98 | D8092 | BFP000356 | Harbourview 6 Harbourview Court Cleveland QLD 4163 | Body Corporate for Villa Edgewater CTS 23092 | 57440 | C/- Whittles Strata & Community Title Services PO Box 539 CLEVELAND QLD 4163 | BC | 97599 | At pontoon in front of Block 10
2017-04-06 |  | Wilkins | 25 | DCV98 | A317529 | BFP000357 | Harbourview 6 Harbourview Court Cleveland QLD 4163 | Body Corporate for Villa Edgewater CTS 23092 | 57440 | C/- Whittles Strata & Community Title Services PO Box 539 CLEVELAND QLD 4163 | BC | 97599 | Canal side walkway - behind Unit 24
2017-01-30 | IP | febco | 20 | 860l | 481 | BFP000358 | Russell Island State School 38-64 High Street Russell Island QLD 4184 | The State Of Queensland (Represented By Department of Education & Training) | 20073 | PO Box 15033 CITY EAST QLD 4002 | 6 | 283868 | Dental van site
2017-04-04 | ZP | Conbraco | 25 | 40105A21 | GF743 | BFP000360 | 2-4 Jones Road Capalaba QLD 4157 | Stynes Enterprises Pty Ltd As Trustee | 10931 | C/- JOHN STYNES PO BOX 88 CAPALABA QLD 4157 | TST | 90558 | Above fire hose inside roller door
2016-12-01 | IP | Valvec | 25 | DCV98 | D9817 | BFP000361 | Faith Lutheran Junior School 130-138 Link Road Victoria Point QLD 4165 | Lutheran Church Of Australia Queensland District | 259840 | PO Box 5257 VICTORIA POINT QLD 4165 | 8 | 2550 | On fire hose reel on sidewall of library
2017-12-11 | IP | TYCO | 25 | RP03 | 21057 | BFP000363 | Victoria Point WPCW 153 Link Road Victoria Point QLD 4165 | Redland City Council As Trustee Redland Water Attn: Mgr Treatment Operations (Sewerage) | 320140 | PO Box 21 Cleveland QLD 4163 | 2 | 82760 | Chlorine Dosing Room
2017-03-10 |  | Febco | 40 | 805YE | A14247 | BFP000364 | Sirromet Winery 850-938 Mount Cotton Road Mount Cotton QLD 4165 | T E Morris & Associates Merle Norman Cosmetics Pty Ltd | 32777 | PO Box 5649 GOLD COAST MC QLD 9726 | CMP | 75826 | Adjacent to Fire Booster Valves, beside main driveway
2017-03-10 |  | Conbraco | 20 | 40204A21 | HZ834 | BFP000365 | Sirromet Winery 850-938 Mount Cotton Road Mount Cotton QLD 4165 | T E Morris & Associates Merle Norman Cosmetics Pty Ltd | 32777 | PO Box 5649 GOLD COAST MC QLD 9726 | CMP | 39215 | Upstairs Lab
2017-03-10 |  | Watts | 50 | 009MI | 780 | BFP000366 | Sirromet Winery 850-938 Mount Cotton Road Mount Cotton QLD 4165 | T E Morris & Associates Merle Norman Cosmetics Pty Ltd | 32777 | PO Box 5649 GOLD COAST MC QLD 9726 | CMP | 39215 | At water tanks on downhill side of the "Tank Farm"
2017-03-10 |  | Combraco | 20 | 40204A21 | HZ839 | BFP000367 | Sirromet Winery 850-938 Mount Cotton Road Mount Cotton QLD 4165 | T E Morris & Associates Merle Norman Cosmetics Pty Ltd | 32777 | PO Box 5649 GOLD COAST MC QLD 9726 | CMP | 39215 | Upstairs Lab
2017-03-10 |  | Febco | 20 | 825Y | 5092 | BFP000368 | Sirromet Winery 850-938 Mount Cotton Road Mount Cotton QLD 4165 | T E Morris & Associates Merle Norman Cosmetics Pty Ltd | 32777 | PO Box 5649 GOLD COAST MC QLD 9726 | CMP | 39215 | Recycle Room
2016-03-17 |  | Watts | 40 | 007M2 | O1892 | BFP000369 | Sirromet Winery 850-938 Mount Cotton Road Mount Cotton QLD 4165 | T E Morris & Associates Merle Norman Cosmetics Pty Ltd | 32777 | PO Box 5649 GOLD COAST MC QLD 9726 | CMP | 39215 | Rear of bin enclosure in garden bed other side of driveway
2017-08-18 | ZP | Conbraco | 25 | 40105A21 | CH329 | BFP000371 | 22-48 Hillview Road Mount Cotton QLD 4165 | Golden Cockerel Pty Ltd | 32759 | PO Box 142 Cleveland QLD 4163 | CMP | 39193 | In loading bay1, next to stairs below fire hose reel
2017-05-02 | ZP | VALVTEC | 20 | RPZ95 | 36585 | BFP000372 | Redlands Performing Arts Centre 2-16 Middle Street Cleveland QLD 4163 | Redland City Council As Trustee Redland Performing Arts Centre | 255260 | PO Box 21 Cleveland QLD 4163 | 2 | 81787 | Pump Station No: 5
2017-08-08 | ZP | Febco | 50 | 825y | A000083 | BFP000374 | Cleveland Library Building 21-31 Bloomfield Street Cleveland QLD 4163 | Redland City Council Facilities Services | 1410 | PO Box 21 Cleveland QLD 4163 | 5 | 80335 | Plant room, Lower Ground Rear of Building
2017-03-06 | IP | Febco | 25 | 805Y | A002184 | BFP000375 | Raby Bay Gardens 180-186 Middle Street Cleveland QLD 4163 | Raby Bay Gardens The Body Corporate Community Title Scheme 24485 | 60048 | C/- Hartleys Mgt Services Pty Ltd PO Box 111 CORINDA QLD 4075 | BC | 78017 | Next to RSC water meter on irrigation line to units
2016-09-30 | IP | TYCO | 20 | RP03 | 53408 | BFP000376 | 11 Middle Street Cleveland QLD 4163 | The State Of Qld Rep By Public Safety Business Agency | 1517 | GPO Box 1440 BRISBANE QLD 4001 | 6 | 458832 | Cleaners washdown hose - Watchhouse car bay
2016-09-30 | IP | Tyco | 20 | RP03 | 38116 | BFP000377 | 11 Middle Street Cleveland QLD 4163 | The State Of Qld Rep By Public Safety Business Agency | 1517 | GPO Box 1440 BRISBANE QLD 4001 | 6 | 458832 | Storeroom adjacent to carwash
2016-09-30 | IP | Febco | 25 | 805YE | 11884 | BFP000378 | 11 Middle Street Cleveland QLD 4163 | The State Of Qld Rep By Public Safety Business Agency | 1517 | GPO Box 1440 BRISBANE QLD 4001 | 6 | 458832 | At fire hose reel next to room D.65.1
2017-12-12 | IP | Conbraco | 15 | 4012301 | BT301 | BFP000379 | 5 Middle Street Cleveland QLD 4163 | The State Of Qld Rep By Justice & Attorney General | 60050 | MAGISTRATES COURTS OFFICE PO BOX 10 CLEVELAND QLD 4163 | 6 | 1891 | In cleaners room near lift in basement of courthouse
2016-09-30 | IP | Tyco | 20 | RP03 | 38113 | BFP000380 | 11 Middle Street Cleveland QLD 4163 | The State Of Qld Rep By Public Safety Business Agency | 1517 | GPO Box 1440 BRISBANE QLD 4001 | 6 | 458832 | In roller door outback (hot water line)
2016-09-30 | IP | Febco | 25 | 805YE | 44957 | BFP000381 | 11 Middle Street Cleveland QLD 4163 | The State Of Qld Rep By Public Safety Business Agency | 1517 | Police Headquarters GPO Box 1440 Brisbane QLD 4001 | 6 | 77293 | At fire hose reel near room D.28.1
2017-12-12 | IP | Febco | 25 | 805YE | A010916 | BFP000382 | 5 Middle Street Cleveland QLD 4163 | The State Of Qld Rep By Justice & Attorney General | 60050 | Brmdet401-20538597 GPO Box 2251 BRISBANE QLD 4001 | 6 | 356335 | On fire hose reel at rear of lift motor room
2017-12-12 | IP | Febco | 25 | 805Y | A010028 | BFP000383 | 5 Middle Street Cleveland QLD 4163 | The State Of Qld Rep By Justice & Attorney General | 60050 | MAGISTRATES COURTS OFFICE PO BOX 10 CLEVELAND QLD 4163 | 6 | 1891 | On fire hose reel right hand end of court house
2017-12-12 | IP | Febco | 25 | 805YE | A010027 | BFP000384 | 5 Middle Street Cleveland QLD 4163 | The State Of Qld Rep By Justice & Attorney General | 60050 | Brmdet401-20538597 GPO Box 2251 BRISBANE QLD 4001 | 6 | 356335 | On fire hose reel at left hand end of court house
2017-12-12 | ZP | Conbraco | 32 | 40106A21 | EK857 | BFP000385 | 5 Middle Street Cleveland QLD 4163 | The State Of Qld Rep By Justice & Attorney General | 60050 | MAGISTRATES COURTS OFFICE PO BOX 10 CLEVELAND QLD 4163 | 6 | 1891 | Front right hand corner in garden
2017-08-08 | IP | Combraco | 50 | 40108A21 | A0481 | BFP000386 | Cleveland Library Building 21-31 Bloomfield Street Cleveland QLD 4163 | Redland City Council Facilities Services | 1410 | PO Box 21 Cleveland QLD 4163 | 5 | 80335 | Plant Room, Lower Ground Rear of Building
2016-10-28 | ZP | Watts | 20 | 009m2 | 12890 | BFP000387 | 25 Macgregor Drive Birkdale QLD 4159 | MacGregor Drive Pty Ltd | 202635 | Level 2 615 Dandenong Road ARMADALE VIC 3143 | CMP | 104687 | Rutherglen Pan Room
2016-10-28 | ZP | Febco | 20 | 860L | 6236 | BFP000388 | 25 Macgregor Drive Birkdale QLD 4159 | MacGregor Drive Pty Ltd | 202635 | Level 2 615 Dandenong Road ARMADALE VIC 3143 | CMP | 104687 | Rutherglen Pan Room
2016-10-28 | ZP | Watts | 20 | 009M2 | 12879 | BFP000389 | 25 Macgregor Drive Birkdale QLD 4159 | MacGregor Drive Pty Ltd | 202635 | Level 2 615 Dandenong Road ARMADALE VIC 3143 | CMP | 104687 | McLaren Pan Room
2016-10-28 | ZP | TYCO | 20 | RPZ98 | R27933 | BFP000390 | 25 Macgregor Drive Birkdale QLD 4159 | MacGregor Drive Pty Ltd | 202635 | Level 2 615 Dandenong Road ARMADALE VIC 3143 | CMP | 104687 | McLaren Pan Room
2016-10-28 | ZP | Watts | 25 | 007m1 | 3044 | BFP000391 | 25 Macgregor Drive Birkdale QLD 4159 | MacGregor Drive Pty Ltd | 202635 | Level 2 615 Dandenong Road ARMADALE VIC 3143 | CMP | 104687 | Irrigation Line
2014-03-02 | ZP | Vanchec | 40 | RPZ 03 | 78945 | BFP000392 | WELLO PLACE 379 Main Road Wellington Point QLD 4160 | Body Corporate For Wello Place CTS 15597 | 58614 | PO Box 915 CLEVELAND QLD 4163 | BC | 72333 | Outside Laundromat on driveway side wall
2013-10-10 | IP | Conbraco | 32 | 40106A21 | HR328 | BFP000393 | Wellington on Main 391 Main Road Wellington Point QLD 4160 | Wellington On Main The Body Corporate Community Title Scheme | 200962 | PO Box 539 CLEVELAND QLD 4163 | BC | 109175 | On FHR rear of unit 2
2011-11-01 | ZP | Conbraco | 25 | 40205A21 | HM355 | BFP000394 | Wellington on Main 391 Main Road Wellington Point QLD 4160 | Wellington On Main The Body Corporate Community Title Scheme | 200962 | PO Box 539 CLEVELAND QLD 4163 | BC | 109175 | On wall right hand side near GIT
2013-10-10 | IP | Conbraco | 32 | 40106A21 | HR331 | BFP000395 | Wellington on Main 391 Main Road Wellington Point QLD 4160 | Wellington On Main The Body Corporate Community Title Scheme | 200962 | PO Box 539 CLEVELAND QLD 4163 | BC | 109175 | On FHR rear of Unit 9
2018-01-12 |  | Valvetec | 25 | DCV98 | D8337 | BFP000397 | The Anchorage Raby Bay 20 Masthead Drive Cleveland QLD 4163 | Body Corporate For The Anchorage Raby Bay CTS 26889 | 202167 | C/- Whittles Strata & Community Title Services PO Box 539 CLEVELAND QLD 4163 | BC | 97806 | Ground floor carpark on LHS building at right end entry gate
2018-01-12 |  | Valvtec | 25 | DCV98 | D8358 | BFP000400 | The Anchorage Raby Bay 20 Masthead Drive Cleveland QLD 4163 | Body Corporate For The Anchorage Raby Bay CTS 26889 | 202167 | C/- Whittles Strata & Community Title Services PO Box 539 CLEVELAND QLD 4163 | BC | 97806 | Underground car park on LHS Building - on entrance return wall
2018-01-12 |  | Valvtec | 25 | DCV98 | D7582 | BFP000401 | The Anchorage Raby Bay 20 Masthead Drive Cleveland QLD 4163 | Body Corporate For The Anchorage Raby Bay CTS 26889 | 202167 | C/- Whittles Strata & Community Title Services PO Box 539 CLEVELAND QLD 4163 | BC | 97806 | Underground Car Park on LHS Building - right hand end
2018-01-12 |  | Valvtec | 25 | DCV98 | D8429 | BFP000402 | The Anchorage Raby Bay 20 Masthead Drive Cleveland QLD 4163 | Body Corporate For The Anchorage Raby Bay CTS 26889 | 202167 | C/- Whittles Strata & Community Title Services PO Box 539 CLEVELAND QLD 4163 | BC | 97806 | North End of LHS Building - on Back wall facing marina
2018-01-12 |  | Valvtec | 25 | DCV98 | D8322 | BFP000403 | The Anchorage Raby Bay 20 Masthead Drive Cleveland QLD 4163 | Body Corporate For The Anchorage Raby Bay CTS 26889 | 202167 | C/- Whittles Strata & Community Title Services PO Box 539 CLEVELAND QLD 4163 | BC | 97806 | North End of LHS Building - on Back wall facing marina
2018-01-12 |  | Valvtec | 25 | DCV98 | D8405 | BFP000404 | The Anchorage Raby Bay 20 Masthead Drive Cleveland QLD 4163 | Body Corporate For The Anchorage Raby Bay CTS 26889 | 202167 | C/- Whittles Strata & Community Title Services PO Box 539 CLEVELAND QLD 4163 | BC | 97806 | Underground car park on LHS Building - in middle next to internal stair
2018-01-12 | IP | Watts | 25 | 007MI-Aus | 3067 | BFP000405 | The Anchorage Raby Bay 20 Masthead Drive Cleveland QLD 4163 | Body Corporate For The Anchorage Raby Bay CTS 26889 | 202167 | C/- Whittles Strata & Community Title Services PO Box 539 CLEVELAND QLD 4163 | BC | 97806 | Ground floor car park on RHS Building on FHR back wall middle of car park
2018-01-12 | IP | Watts | 25 | 007MI-Aus | 3064 | BFP000406 | The Anchorage Raby Bay 20 Masthead Drive Cleveland QLD 4163 | Body Corporate For The Anchorage Raby Bay CTS 26889 | 202167 | C/- Whittles Strata & Community Title Services PO Box 539 CLEVELAND QLD 4163 | BC | 97806 | Ground floor car park on RHS Building on FHR at LHS south east end
2018-01-12 | IP | Watts | 25 | 007MIU-Aus | 3073 | BFP000407 | The Anchorage Raby Bay 20 Masthead Drive Cleveland QLD 4163 | Body Corporate For The Anchorage Raby Bay CTS 26889 | 202167 | C/- Whittles Strata & Community Title Services PO Box 539 CLEVELAND QLD 4163 | BC | 97806 | South End of RHS Building on back wall facing Marina
2018-01-12 | IP | Watts | 25 | 007MI-Aus | 3066 | BFP000408 | The Anchorage Raby Bay 20 Masthead Drive Cleveland QLD 4163 | Body Corporate For The Anchorage Raby Bay CTS 26889 | 202167 | C/- Whittles Strata & Community Title Services PO Box 539 CLEVELAND QLD 4163 | BC | 97806 | North End of RHS Building - on Back wall facing marina
2016-10-07 | IP | Febco | 25 | 850L | H01175 | BFP000410 | Raby Bay Quays 12 Esperance Court Cleveland QLD 4163 | Body Corporate For Raby Bay Quays CTS 46213 | 56750 | C/- B & D Body Corporate Management PO Box 539 CLEVELAND QLD 4163 | BC | 66191 | Hose reel in basement car park
2016-12-14 | IP | Febco | 25 | 825YE | 2014 | BFP000411 | 118 Mooloomba Road Point Lookout QLD 4183 | Body Corporate For Cylinder Cove CTS | 202511 | C/- Body Corporate Services Pty Ltd PO Box 466 TOOWONG DC QLD 4066 | BC | 100523 | Car park (Fire hose reel)
2017-02-02 | ZP | Febco | 25 | 805L | H07524 | BFP000412 | 118 Mooloomba Road Point Lookout QLD 4183 | Body Corporate For Cylinder Cove CTS | 202511 | C/- Body Corporate Services Pty Ltd PO Box 466 TOOWONG DC QLD 4066 | BC | 100523 | West side of unit one near water meter
2016-12-14 | ZP | Febco | 25 | 805Y | 11711 | BFP000413 | 118 Mooloomba Road Point Lookout QLD 4183 | Body Corporate For Cylinder Cove CTS | 202511 | C/- Body Corporate Services Pty Ltd PO Box 466 TOOWONG DC QLD 4066 | BC | 100523 | Under overhead stairs to unit 13 western boundary
2016-11-03 | IP | Combraco | 25 | 40205A1I | 45305 | BFP000423 | Capalaba Central Shopping Centre 38-62 Moreton Bay Road Capalaba QLD 4157 | Shayher Alliance Pty Limited As Trustee | 54896 | C/- Wynnum Retail Management Pty Ltd PO Box 683 CAPALABA QLD 4157 | TST | 426023 | Ground Carpark Soffit opposite Nandos
2017-06-05 | IP | Watts | 15 | 860L | 28574 | BFP000424 | Capalaba Central Shopping Centre 38-62 Moreton Bay Road Capalaba QLD 4157 | Shayher Alliance Pty Limited As Trustee | 54896 | PO Box 683 CAPALABA QLD 4157 | CMP | 103277 | Produce Prep (Woolworths)
2017-06-05 |  | Tyco | 15 | RP03 | 29172 | BFP000425 | Capalaba Central Shopping Centre 38-62 Moreton Bay Road Capalaba QLD 4157 | Shayher Alliance Pty Limited As Trustee | 54896 | C/- Wynnum Retail Management Pty Ltd PO Box 683 CAPALABA QLD 4157 | TST | 426023 | Meat Prep (Woolworths)
2017-06-05 |  | Conbraco | 15 | 40203A2 | GD260 | BFP000426 | Capalaba Central Shopping Centre 38-62 Moreton Bay Road Capalaba QLD 4157 | Shayher Alliance Pty Limited As Trustee | 54896 | PO Box 683 CAPALABA QLD 4157 | CMP | 103277 | Chicken prep (Woolworths)
2014-02-21 | IP | Febco | 20 | 850L | H05697 | BFP000428 | 22 Neumann Road Capalaba QLD 4157 | Valerie Joan & Athol Richard Bates As Trustee | 60272 | PO BOX 705 CAPALABA DC QLD 4157 | TST | 90289 | Sink at back of factory (Tripack Industries)
2014-02-21 |  | Valvtec | 25 | DC98 | D8428 | BFP000431 | 22 Neumann Road Capalaba QLD 4157 | Valerie Joan & Athol Richard Bates As Trustee | 60272 | RABY BAY QUAYS 17/12 Esperance Court Cleveland QLD 4163 | TST | 323264 | Inside building fire hose reel
2008-10-27 |  | Conbraco | 40 | 401 | CT456 | BFP000432 | 30 Neumann Road Capalaba QLD 4157 | L E Edwards Pty Ltd As Trustee | 60269 | 15 Eucalypt Close MACKENZIE QLD 4156 | TST | 84794 | Front RHS Garden (Central Gypbroc)
2014-02-21 |  | Qld Plumbing | 15 | PJ9485 | 4836 | BFP000433 | 22 Neumann Road Capalaba QLD 4157 | Valerie Joan & Athol Richard Bates As Trustee | 60272 | RABY BAY QUAYS 17/12 Esperance Court Cleveland QLD 4163 | TST | 323264 | Off 1/2 hose tap (in garden)
2013-12-02 | ZP | CONBRACO | 15 | RPZ | T2680 | BFP000434 | 155 Old Cleveland Road Capalaba QLD 4157 | William & Lynette A Upton As Trustee | 11520 | 112 Degen Road Capalaba QLD 4157 | 0 | 53305 | Next to dog wash bath
2007-07-11 | IP | Conbraco | 25 | 40105A21 | EB822 | BFP000435 | Judy Holt Sportsfield 539-553 Old Cleveland Road East Birkdale QLD 4159 | Redland City Council As Trustee City Spaces | 281320 | PO Box 21 Cleveland QLD 4163 | 2 | 80336 | Behind fire hose reel in foyer (Function Room Dining)
2017-02-18 | CP | Combraco | 20 | 40204A21 | CP525 | BFP000436 | Capalaba Shopping Village 189-201 Old Cleveland Road Capalaba QLD 4157 | Body Corporate for Capalaba Shopping Village CTS 21174 | 8791 | C/- Capalaba Medical Centre 189 Old Cleveland Road CAPALABA QLD 4157 | BC | 10956 | Outside back surgery adjacent to treatment rooms cold water
2017-02-08 | CP | Combraco | 20 | 40204TI | 138149 | BFP000437 | Capalaba Shopping Village 189-201 Old Cleveland Road Capalaba QLD 4157 | Body Corporate for Capalaba Shopping Village CTS 21174 | 8791 | C/- Capalaba Medical Centre 189 Old Cleveland Road CAPALABA QLD 4157 | BC | 10956 | Outside back surgery adjacent to treatment rooms hot water
2014-02-12 | IP | Watts | 25 | 007M1 | 1759 | BFP000438 | 39 Old Cleveland Road Capalaba QLD 4157 | Jexville Pty Ltd As Trustee | 11535 | 17 Sevenoaks Street Alexandra Hills QLD 4161 | TST | 82215 | Fire hose reel in car park
2018-01-15 | IP | Watts | 15 | 3387 | 1777 | BFP000439 | Thornlands State School 147-163 South Street Thornlands QLD 4164 | The State Of Queensland (Represented By Department Of Education & Training) | 203106 | PO Box 15033 BRISBANE ALBERT STREET QLD 4002 | 6 | 287401 | Teaching Block A - South West External Wall
2017-12-05 | ZP | Combraco | 25 | 10725A21 | Q0541 | BFP000440 | Cleveland District High School 20-42 Smith Street Cleveland QLD 4163 | The State Of Queensland (Represented By Department of Education & Training) | 1991 | Cleveland District High School PO Box 808 CLEVELAND QLD 4163 | EDU | 81507 | Next to block wall D Block in farm enclosure ( West End)
2017-04-04 |  | Valvtec | 40 | DCV98 | D10568 | BFP000442 | 81 Redland Bay Road Capalaba QLD 4157 | Stynes Enterprises Pty Ltd As Trustee | 11768 | PO Box 88 CAPALABA QLD 4157 | BUS | 14976 | First entrance between door 112 & 113
2017-04-04 |  | Valveted | 32 | DCV98 | D9504 | BFP000443 | 81 Redland Bay Road Capalaba QLD 4157 | Stynes Enterprises Pty Ltd As Trustee | 11768 | PO Box 88 CAPALABA QLD 4157 | BUS | 14976 | Front left hand side of front office
2017-04-04 |  | Valetec | 40 | DCV98 | D9878 | BFP000444 | 81 Redland Bay Road Capalaba QLD 4157 | Stynes Enterprises Pty Ltd As Trustee | 11768 | PO Box 88 CAPALABA QLD 4157 | BUS | 14976 | Rear of building between doors 101 & 103
2017-04-04 |  | Valvetec | 40 | DCV98 | D10549 | BFP000445 | 81 Redland Bay Road Capalaba QLD 4157 | Stynes Enterprises Pty Ltd As Trustee | 11768 | C/- JOHN STYNES PO BOX 88 CAPALABA QLD 4157 | TST | 90558 | Beside disabled toilets (Stage 2)
2017-04-04 |  | Valvetec | 40 | DCV98 | D11280 | BFP000446 | 81 Redland Bay Road Capalaba QLD 4157 | Stynes Enterprises Pty Ltd As Trustee | 11768 | PO Box 88 CAPALABA QLD 4157 | 0 | 14976 | Inside stage 2 building at the end wall
2017-04-04 |  | Valvetec | 20 | DCV98 | D8535 | BFP000447 | 81 Redland Bay Road Capalaba QLD 4157 | Stynes Enterprises Pty Ltd As Trustee | 11768 | C/- JOHN STYNES PO BOX 88 CAPALABA QLD 4157 | TST | 90558 | Behind fire booster cabinet
2017-08-23 |  | Febco | 25 | 805YE | 12813 | BFP000448 | 108 Redland Bay Road Capalaba QLD 4157 | Bam Stubberfield Pty Ltd As Trustee | 11651 | PO BOX 714 CAPALABA DC QLD 4157 | TST | 82500 | Beside water meter front left hand side
2017-11-17 | IP | WattsTyco | 65 | DC03 | 93792 | BFP000458 | 67-69 Redland Bay Road Capalaba QLD 4157 | Daluda Properties Pty Ltd As Trustee | 201828 | ATF Syndicate No 10 C/- Jones Lang Lasalle GPO Box 1407 BRISBANE QLD 4001 | CMP | 245984 | Front of building next to meter (Freedom Furniture)
2015-02-02 | ZP | Febco | 25 | 825Y | 5680 | BFP000461 | 160 Redland Bay Road Capalaba QLD 4157 | G C 8 Pty Ltd | 310050 | PO Box 591 CAPALABA QLD 4157 | CMP | 14877 | Left hand side fire hose reel.Hook St entrance right hand side of Integrity Building
2016-11-23 |  | Combraco | 25 | 40105AZI | HL311 | BFP000462 | 116-122 Redland Bay Road Capalaba QLD 4157 | Tamarin Pty Ltd Otmoor Pty Ltd As Trustee | 33853 | C/- Ray White Commercial Pty Ltd Bayside PO Box 1197 CAPALABA QLD 4157 | CMP | 40410 | Fire hose
2016-11-23 | IP | Combraco | 25 | 40105A21 | HL329 | BFP000463 | 116-122 Redland Bay Road Capalaba QLD 4157 | Tamarin Pty Ltd Otmoor Pty Ltd As Trustee | 33853 | Unit 62 De Ville 3645 Main Beach Parade MAIN BEACH QLD 4217 | TST | 340217 | Rear wall of building fire hose
2016-11-23 |  | Combraco | 25 | 40105A2I | HL314 | BFP000464 | 116-122 Redland Bay Road Capalaba QLD 4157 | Tamarin Pty Ltd Otmoor Pty Ltd As Trustee | 33853 | C/- Ray White Commercial Pty Ltd Bayside PO Box 1197 CAPALABA QLD 4157 | CMP | 40410 | Rear wall next to fire hose
2012-08-03 | ZP | Watts | 50 | 007M1 | 8822 | BFP000465 | 68 Redland Bay Road Capalaba QLD 4157 | Body Corporate for Bayside Business Park CTS 24175 | 59627 | C/- B & D Body Corporate Management PO Box 539 CLEVELAND QLD 4163 | BC | 76155 | Main entrance adjacent water meter
2005-11-23 | IP | Combraco | 25 | 40204A21 | E2478 | BFP000467 | 161 Railway Parade Thorneside QLD 4158 | Citation Properties Pty Ltd As Trustee | 6247 | 12 Holden Avenue EPPING NSW 2121 | TST | 426058 | Wash down bay
2005-11-23 | IP | Combraco | 25 | 40204A21 | E2484 | BFP000468 | 161 Railway Parade Thorneside QLD 4158 | Citation Properties Pty Ltd As Trustee | 6247 | PO Box 5803 MANLY QLD 4179 | BUS | 7693 | Wash down bay
2017-09-04 |  | Febco | 25 | 805YE | A003160 | BFP000471 | 66-68 Shore Street West Ormiston QLD 4160 | DRF Super Pty Ltd As Trustee | 1233 | 142 Mooloolah Drive MINYAMA QLD 4575 | TST | 265922 | Gordon street side inside Thompson Spare Parts at back of building behind fire hose reel
2016-10-06 | ZP | COMBRACO | 25 | 40205A21 | 11356 | BFP000472 | Shore Place 30-32 Shore Street Ormiston QLD 4160 | Body Corporate for Shore Place CTS 15280 | 59124 | C/- B & D Body Corporate Management PO Box 539 CLEVELAND QLD 4163 | BC | 74483 | At back of building on left hand wall
2017-03-03 |  | Watts | 25 | 800 | H11377 | BFP000473 | 1 Grant Street Cleveland QLD 4163 | F W Pty Ltd | 1387 | 28 Bowsprit Parade Cleveland QLD 4163 | BUS | 25265 | Rear Dumpster Area (KFC)
2017-09-15 | ZP | Combraco | 32 | 40206A21 | GP085 | BFP000474 | Whale Watch Ocean Beach Resort 7A Samarinda Drive Point Lookout QLD 4183 | Whale Watch Ocean Beach Resort CTS The Body Corporate | 202838 | C/- Body Corporate Services Pty Ltd PO Box 466 TOOWONG DC QLD 4066 | BC | 102582 | At front entry next to water meter
2017-09-15 | IP | FEBCO | 25 | 850 | 8325 | BFP000475 | Whale Watch Ocean Beach Resort 7A Samarinda Drive Point Lookout QLD 4183 | Whale Watch Ocean Beach Resort CTS The Body Corporate | 202838 | C/- Body Corporate Services Pty Ltd PO Box 466 TOOWONG DC QLD 4066 | BC | 102582 | Centre of basement car park
2017-04-20 |  | conbracco | 20 | 805Y | A010577 | BFP000476 | 2-20 Shore Street West Ormiston QLD 4160 | Harmer Family Group No 2 Pty Ltd As Trustee | 205935 | 2-16 Shore Street West Ormiston QLD 4160 | CMP | 1438 | Industrial bin area behind gas bottles
2017-04-20 |  | Conbraco | 20 | 40104A2I | EV976 | BFP000479 | 2-20 Shore Street West Ormiston QLD 4160 | Harmer Family Group No 2 Pty Ltd As Trustee | 205935 | PO Box 1601 CLEVELAND QLD 4163 | TST | 393499 | Inside kitchen under mixing center
2017-04-20 | CP | Conbraco | 25 | 40105A2I | DQ930 | BFP000480 | 2-20 Shore Street West Ormiston QLD 4160 | Harmer Family Group No 2 Pty Ltd As Trustee | 205935 | 2-16 Shore Street West Ormiston QLD 4160 | CMP | 1438 | Under fire hose reel in downstairs car park
2017-04-20 |  | Combraco | 20 | 40104A21 | EV896 | BFP000481 | 2-20 Shore Street West Ormiston QLD 4160 | Harmer Family Group No 2 Pty Ltd As Trustee | 205935 | PO Box 1601 CLEVELAND QLD 4163 | TST | 393499 | In kitchen on rear wall under hood
2017-01-24 | IP | Tyco DCV | 25 | DC03 | 59272 | BFP000483 | 31-75 Taylor Road Sheldon QLD 4157 | Sheldon College | 400710 | PO Box 1188 Capalaba DC QLD 4157 | EDU | 72650 | On fire hose reel outside MA8
2016-11-17 | ZP | WATTS | 25 | 9 | 17293 | BFP000485 | BAYSIDE CENTRAL 175-205 Thorneside Road Thorneside QLD 4158 | Body Corporate For Bayside Central CTS 19658 | 52628 | C/- Strata Sphere PO Box 931 SOUTHPORT BC QLD 4215 | BC | 62346 | Eastern side of lawns near tennis court
2016-11-17 |  | Conbraco | 32 | 40206A21 | P0117 | BFP000486 | BAYSIDE CENTRAL 175-205 Thorneside Road Thorneside QLD 4158 | Body Corporate For Bayside Central CTS 19658 | 52628 | C/- Strata Sphere PO Box 931 SOUTHPORT BC QLD 4215 | BC | 62346 | Rear of unit 105
2016-11-17 | CP | Combraco | 25 | Y022501 | H1168 | BFP000487 | BAYSIDE CENTRAL 175-205 Thorneside Road Thorneside QLD 4158 | Body Corporate For Bayside Central CTS 19658 | 52628 | C/- Strata Sphere PO Box 931 SOUTHPORT BC QLD 4215 | BC | 62346 | Behind Male Toilet - Swimming Pool
2016-11-17 |  | Conbraco | 25 | 4022501 | 16100 | BFP000488 | BAYSIDE CENTRAL 175-205 Thorneside Road Thorneside QLD 4158 | Body Corporate For Bayside Central CTS 19658 | 52628 | C/- Strata Sphere PO Box 931 SOUTHPORT BC QLD 4215 | BC | 62346 | Northeast corner tennis court
2014-12-03 |  | Conbraco | 20 | 40204A21 | FN718 | BFP000489 | 11 Veronica Street Capalaba QLD 4157 | John C & Lorely H & Kenneth L & Elizabeth A Maddison As Trustee | 39393 | 130 Bamfield Road HEIDELBERG WEST VIC 3081 | TST | 334962 | Rear right hand corner
2016-10-03 |  | Valvtec | 32 | DCV98 | D7621 | BFP000490 | 21 Neumann Road Capalaba QLD 4157 | KL & MR Investments Pty Ltd As Trustee | 201136 | PO Box 5044 MANLY QLD 4179 | TST | 458220 | Front garden
2017-02-09 | IP | Tyco | 25 | RPZ98 | R77717 | BFP000491 | Pump Station 136 Weippin Street Cleveland QLD 4163 | Redland City Council Redland Water Attn: Mgr Treatment Operations (Sewerage) | 60224 | PO Box 21 Cleveland QLD 4163 | 5 | 1498 | Poly Dosing Room
2017-02-20 | ZP | old plumbing | 25 | RP1097 | 15473 | BFP000492 | 129 Finucane Road Alexandra Hills QLD 4161 | So-Ella Pty Ltd As Trustee | 9734 | 21 Ootana Street CHAPEL HILL QLD 4069 | BUS | 77278 | Under building near hot water unit
2016-09-29 | IP | Conbraco | 25 | 40205A11 | UG478 | BFP000493 | 45 Waterloo Street Cleveland QLD 4163 | 45 Waterloo Street The Body Corporate Community Title Scheme | 200293 | C/- B & D Body Corporate Management PO Box 539 CLEVELAND QLD 4163 | BC | 84257 | Back of shop next to water softener
2016-10-06 | ZP | Combraco | 15 | 40203A21 | DH085 | BFP000494 | St James Lutheran Childcare Centre 29 Waterloo Street Cleveland QLD 4163 | Lutheran Church Of Australia Queensland District | 2791 | PO Box 5257 VICTORIA POINT QLD 4165 | 8 | 2550 | Outside nursery amenities cold water supply to slop hopper (Child Care Centre)
2016-10-06 | ZP | Combraco | 15 | 40203A21 | DH107 | BFP000495 | St James Lutheran Childcare Centre 29 Waterloo Street Cleveland QLD 4163 | Lutheran Church Of Australia Queensland District | 2791 | PO Box 5257 VICTORIA POINT QLD 4165 | 8 | 2550 | Outside nursery amenities hot water supply to slop hopper (Child Care Centre)
2015-01-02 | ZP | Valvetec | 20 | RP03 | 68662 | BFP000496 | Redland Hospital 21 Weippin Street Cleveland QLD 4163 | Metro South Hospital And Health Service | 24265 | C/- Bayside Health Srv District V Quinlan PO Box 585 CLEVELAND QLD 4163 | 6 | 29488 | Birthing Suite Pan Room 1040.B - Hot Water
2007-03-06 |  | Valvetec | 20 | RPZ98 | 68854 | BFP000497 | Redland Hospital 21 Weippin Street Cleveland QLD 4163 | Metro South Hospital And Health Service | 24265 | Redland Hospital Building & Maintenance PO Box 585 CLEVELAND QLD 4163 | 6 | 296855 | Yugaipa Pan Room Door X24 - Hot Water
2011-05-10 |  | Valvetec | 20 | RPZ98 | 67601 | BFP000498 | Redland Hospital 21 Weippin Street Cleveland QLD 4163 | Metro South Hospital And Health Service | 24265 | C/- Bayside Health Srv District V Quinlan PO Box 585 CLEVELAND QLD 4163 | 6 | 29488 | Yugipa RPZD Valve Utility Room Mens Wing - Hot Water
2011-05-10 |  | Valvetec | 20 | RPZ98 | 68993 | BFP000499 | Redland Hospital 21 Weippin Street Cleveland QLD 4163 | Metro South Hospital And Health Service | 24265 | Redland Hospital Building & Maintenance PO Box 585 CLEVELAND QLD 4163 | 6 | 296855 | Yugipa RPZD Valve Utility Room Mens Wing - Cold Water
2011-05-10 |  | Valvetec | 25 | DCV98 | 69196 | BFP000500 | Redland Hospital 21 Weippin Street Cleveland QLD 4163 | Metro South Hospital And Health Service | 24265 | C/- Bayside Health Srv District V Quinlan PO Box 585 CLEVELAND QLD 4163 | 6 | 29488 | Entry Lobby East
2015-10-01 |  | Tyco | 25 | DC03 | 69215 | BFP000501 | Redland Hospital 21 Weippin Street Cleveland QLD 4163 | Metro South Hospital And Health Service | 24265 | Redland Hospital Building & Maintenance PO Box 585 CLEVELAND QLD 4163 | 6 | 296855 | Yuigipa Front Entrance Fire Hose Reel DCV
2015-10-01 |  | Valvetec | 25 | DCV98 | 34722 | BFP000502 | Redland Hospital 21 Weippin Street Cleveland QLD 4163 | Metro South Hospital And Health Service | 24265 | C/- Bayside Health Srv District V Quinlan PO Box 585 CLEVELAND QLD 4163 | 6 | 29488 | Yugipa Physioo DCV Fire Hose Cupboard Near Court Yard
2017-01-31 | ZP | WATTS | 25 | 007M1AUS | 8148 | BFP000505 | Metropolitan South Institute of TAFE 29 Windemere Road Alexandra Hills QLD 4161 | The State Of Queensland (Represented By Department of Education & Training) | 202842 | PO Box 15033 CITY EAST QLD 4002 | 6 | 283868 | Commerce Block C end wall north
2017-01-31 | ZP | VALVETEC | 40 | RPZ98 | 46422 | BFP000506 | Metropolitan South Institute of TAFE 29 Windemere Road Alexandra Hills QLD 4161 | The State Of Queensland (Represented By Department of Education & Training) | 202842 | C/- Jo Jones Locked Bag 14 SOUTH BRISBANE QLD 4101 | 6 | 86946 | Horticulture Block above sink
2017-01-31 | IP | FEBCO | 20 | 825YE | 4837 | BFP000509 | Metropolitan South Institute of TAFE 29 Windemere Road Alexandra Hills QLD 4161 | The State Of Queensland (Represented By Department of Education & Training) | 202842 | PO Box 15033 CITY EAST QLD 4002 | 6 | 283868 | H Block near HWS
2017-03-07 | ZP | TYCO | 20 | RP03 | 38422 | BFP000510 | Metropolitan South Institute of TAFE 29 Windemere Road Alexandra Hills QLD 4161 | The State Of Queensland (Represented By Department of Education & Training) | 202842 | PO Box 15033 CITY EAST QLD 4002 | 6 | 283868 | Block 6 behind room G04
2017-01-31 | ZP | Conbraco | 25 | 40205A21 | BB780 | BFP000512 | Metropolitan South Institute of TAFE 29 Windemere Road Alexandra Hills QLD 4161 | The State Of Queensland (Represented By Department of Education & Training) | 202842 | C/- Jo Jones Locked Bag 14 SOUTH BRISBANE QLD 4101 | 6 | 86946 | Block H Hairdresser
2016-04-14 | ZP | Conbraco | DN100 | RPAULF4A | 45431 | BFP000513 | Howlett Road Capalaba QLD 4157 | Queensland Bulk Water Supply Authority Trading As SEQ Water | 28154 | PO Box 328 IPSWICH QLD 4305 | CMP | 335800 | Near front entrance LHS
2016-04-14 | ZP | TYCO | 40 | RP03 | 4854 | BFP000514 | Howlett Road Capalaba QLD 4157 | Queensland Bulk Water Supply Authority Trading As SEQ Water | 28154 | PO Box 21 Cleveland QLD 4163 | 5 | 80332 | Liquid Alum dosing plant room
2007-02-22 | IP | Vakvetec | 20 | DCV98 | D7941 | BFP000515 | Howlett Road Capalaba QLD 4157 | Queensland Bulk Water Supply Authority Trading As SEQ Water | 28154 | PO Box 328 IPSWICH QLD 4305 | CMP | 335800 | LHS driveway on shed near main entrance
2017-11-09 |  | Febco | 40 | 805YE | A011168 | BFP000516 | Ormiston By The Bay 55 Beckwith Street Ormiston QLD 4160 | Body Corporate For Ormiston By The Bay CTS 26723 | 201671 | C/- PO Box 743 MORNINGSIDE QLD 4170 | BC | 95433 | On irrigation lines and hose taps beside Main Entrance Gate RHS
2017-10-05 | IP | Valvecheq | 25 | DC03 | 170390 | BFP000518 | Cleveland Town Square 123-125 Bloomfield Street Cleveland QLD 4163 | Body Corporate For Cleveland Town Square CTS 29100 | 205167 | C/- Brisbay Pty Ltd PO Box 78 COOPERS PLAINS QLD 4108 | BC | 121041 | On fire hose reel back carpark eatern wall
2017-10-05 | IP | Valvecheq | 25 | DC03 | 164404 | BFP000520 | Cleveland Town Square 123-125 Bloomfield Street Cleveland QLD 4163 | Body Corporate For Cleveland Town Square CTS 29100 | 205167 | C/- Brisbay Pty Ltd PO Box 78 COOPERS PLAINS QLD 4108 | BC | 121041 | On fire hose reel northern wall in carpark
2009-03-05 |  | Conbraco | 20 | 40204A21 | Y9464 | BFP000522 | Capalaba Central Shopping Centre 38-62 Moreton Bay Road Capalaba QLD 4157 | Shayher Alliance Pty Limited As Trustee | 54896 | PO Box 683 CAPALABA QLD 4157 | CMP | 103277 | Seafood Prep (Woolworths)
2017-12-15 | IP | Valvetec | 15 | DCV98 | D12207 | BFP000523 | Marebello Retirement Village 537-547 Redland Bay Road Victoria Point QLD 4165 | Marebello Property Pty Ltd As Trustee | 203621 | 1/2000 Logan Road UPPER MOUNT GRAVATT QLD 4122 | TST | 422199 | Jacaranda wing ground floor on wall in assisted bath
2017-12-15 | IP | Valvetec | 15 | DCV98 | D12154 | BFP000524 | Marebello Retirement Village 537-547 Redland Bay Road Victoria Point QLD 4165 | Marebello Property Pty Ltd As Trustee | 203621 | 303 ARCHER STREET CHANDLER QLD 4155 | TST | 106632 | Magnolia wing on wall in assisted bathroom 1st floor
2017-11-15 | IP | Valvetec | 15 | DCV98 | D12213 | BFP000525 | Marebello Retirement Village 537-547 Redland Bay Road Victoria Point QLD 4165 | Marebello Property Pty Ltd As Trustee | 203621 | 1/2000 Logan Road UPPER MOUNT GRAVATT QLD 4122 | TST | 422199 | Jacaranda wing 1st floor on wall in assisted bath
2017-11-15 | ZP | Conbraco | 50 | 4020T1I | 234100 | BFP000526 | Marebello Retirement Village 537-547 Redland Bay Road Victoria Point QLD 4165 | Marebello Property Pty Ltd As Trustee | 203621 | 303 ARCHER STREET CHANDLER QLD 4155 | TST | 106632 | Outside main laundry
2017-11-15 | IP | Valvetec | 25 | DCV98 | D11204 | BFP000527 | Marebello Retirement Village 537-547 Redland Bay Road Victoria Point QLD 4165 | Marebello Property Pty Ltd As Trustee | 203621 | 1/2000 Logan Road UPPER MOUNT GRAVATT QLD 4122 | TST | 422199 | Jacaranda wing on fire hose reel ground floor south end
2017-11-15 | ZP | Valvetec | 65 | DCV98 | D11480 | BFP000528 | Marebello Retirement Village 537-547 Redland Bay Road Victoria Point QLD 4165 | Marebello Property Pty Ltd As Trustee | 203621 | 303 ARCHER STREET CHANDLER QLD 4155 | TST | 106632 | Magnolia wing on external wall rear of block
2017-11-15 | IP | Valvetec | 25 | DCV98 | D11115 | BFP000529 | Marebello Retirement Village 537-547 Redland Bay Road Victoria Point QLD 4165 | Marebello Property Pty Ltd As Trustee | 203621 | 1/2000 Logan Road UPPER MOUNT GRAVATT QLD 4122 | TST | 422199 | Magnolia wing on fire hose reel ground floor north end
2017-11-15 | IP | Valvetec | 25 | DCV98 | D10828 | BFP000530 | Marebello Retirement Village 537-547 Redland Bay Road Victoria Point QLD 4165 | Marebello Property Pty Ltd As Trustee | 203621 | 303 ARCHER STREET CHANDLER QLD 4155 | TST | 106632 | Magnolia wing on fire hose reel ground floor south end
2017-11-15 | IP | Valvetec | 25 | DCV98 | D10640 | BFP000531 | Marebello Retirement Village 537-547 Redland Bay Road Victoria Point QLD 4165 | Marebello Property Pty Ltd As Trustee | 203621 | 1/2000 Logan Road UPPER MOUNT GRAVATT QLD 4122 | TST | 422199 | Magnolia wing on fie hose reel 1st floor south end
2017-11-15 | IP | Valvetec | 25 | DCV98 | D11122 | BFP000532 | Marebello Retirement Village 537-547 Redland Bay Road Victoria Point QLD 4165 | Marebello Property Pty Ltd As Trustee | 203621 | 303 ARCHER STREET CHANDLER QLD 4155 | TST | 106632 | Magnolia wing on fie hose reel 1st floor north end
2017-11-15 | IP | Valvetec | 25 | DCV98 | D10344 | BFP000533 | Marebello Retirement Village 537-547 Redland Bay Road Victoria Point QLD 4165 | Marebello Property Pty Ltd As Trustee | 203621 | 1/2000 Logan Road UPPER MOUNT GRAVATT QLD 4122 | TST | 422199 | Gardenia wing on fire hose reel 1st floor east end
2017-11-15 | IP | Valvetec | 25 | DCV98 | D10331 | BFP000534 | Marebello Retirement Village 537-547 Redland Bay Road Victoria Point QLD 4165 | Marebello Property Pty Ltd As Trustee | 203621 | 303 ARCHER STREET CHANDLER QLD 4155 | TST | 106632 | Gardenia wing on fire hose reel 1st floor above front foyer
2017-11-15 | IP | Valvetec | 25 | DCV98 | D10813 | BFP000535 | Marebello Retirement Village 537-547 Redland Bay Road Victoria Point QLD 4165 | Marebello Property Pty Ltd As Trustee | 203621 | 1/2000 Logan Road UPPER MOUNT GRAVATT QLD 4122 | TST | 422199 | Gadenia wing on fire hose reel 1st floor west end
2017-11-15 | ZP | Tyco | 65 | DCV98 | D11478 | BFP000536 | Marebello Retirement Village 537-547 Redland Bay Road Victoria Point QLD 4165 | Marebello Property Pty Ltd As Trustee | 203621 | 303 ARCHER STREET CHANDLER QLD 4155 | TST | 106632 | Jacaranda wing on external wall fire line adjacent hot water unit
2017-11-15 | IP | Valvetec | 25 | DCV98 | D11060 | BFP000537 | Marebello Retirement Village 537-547 Redland Bay Road Victoria Point QLD 4165 | Marebello Property Pty Ltd As Trustee | 203621 | 1/2000 Logan Road UPPER MOUNT GRAVATT QLD 4122 | TST | 422199 | Gardenia wing on fire hose reel ground floor west end
2017-11-15 | IP | Valvetec | 25 | DCV98 | D11065 | BFP000538 | Marebello Retirement Village 537-547 Redland Bay Road Victoria Point QLD 4165 | Marebello Property Pty Ltd As Trustee | 203621 | 303 ARCHER STREET CHANDLER QLD 4155 | TST | 106632 | Gardenia wing on fire hose reel in front foyer
2017-11-15 | IP | Watts | 25 | 007M1 | 2800 | BFP000539 | Marebello Retirement Village 537-547 Redland Bay Road Victoria Point QLD 4165 | Marebello Property Pty Ltd As Trustee | 203621 | 1/2000 Logan Road UPPER MOUNT GRAVATT QLD 4122 | TST | 422199 | Gardenia wing on fire hose reel ground floor east end
2017-11-15 | IP | Valvetec | 25 | DCV98 | D11241 | BFP000540 | Marebello Retirement Village 537-547 Redland Bay Road Victoria Point QLD 4165 | Marebello Property Pty Ltd As Trustee | 203621 | 303 ARCHER STREET CHANDLER QLD 4155 | TST | 106632 | Jacaranda wing on fire hose reel 1st floor north end
2017-11-15 | IP | Valvetec | 25 | DCV98 | D10328 | BFP000541 | Marebello Retirement Village 537-547 Redland Bay Road Victoria Point QLD 4165 | Marebello Property Pty Ltd As Trustee | 203621 | 1/2000 Logan Road UPPER MOUNT GRAVATT QLD 4122 | TST | 422199 | Wistera wing on fire hose reel south end
2017-11-15 | IP | Valvetec | 25 | DCV98 | D11103 | BFP000542 | Marebello Retirement Village 537-547 Redland Bay Road Victoria Point QLD 4165 | Marebello Property Pty Ltd As Trustee | 203621 | 303 ARCHER STREET CHANDLER QLD 4155 | TST | 106632 | Wistera wing on fire hose reel north end
2017-11-15 | IP | Valvetec | 25 | DCV98 | D11198 | BFP000543 | Marebello Retirement Village 537-547 Redland Bay Road Victoria Point QLD 4165 | Marebello Property Pty Ltd As Trustee | 203621 | 1/2000 Logan Road UPPER MOUNT GRAVATT QLD 4122 | TST | 422199 | Jacaranda wing on fire hose reel ground floor north end
2017-11-15 | ZP | Valvetec | 65 | DCV98 | D11481 | BFP000544 | Marebello Retirement Village 537-547 Redland Bay Road Victoria Point QLD 4165 | Marebello Property Pty Ltd As Trustee | 203621 | 303 ARCHER STREET CHANDLER QLD 4155 | TST | 106632 | Wistera wing on external wall fire line east end
2011-11-10 | ZP | Febco DCV | 32 | 850L | H00990 | BFP000548 | 41 Giles Road Redland Bay QLD 4165 | Mr Mario E Piva Mrs Carol Piva | 202585 | 41 Giles Road Redland Bay QLD 4165 | BUS | 49175 | Beside shed right hand side driveway after wash down bay
2011-11-10 | IP | Febco | 20 | 860L | H15610 | BFP000549 | 41 Giles Road Redland Bay QLD 4165 | Mr Mario E Piva Mrs Carol Piva | 202585 | 41 Giles Road Redland Bay QLD 4165 | BUS | 49174 | Mounted back wall of wash down bay
2017-07-17 |  | Watts | 15 | 009AUS | 1217 | BFP000550 | Cleveland Harbourside Centre (W'worths) 67-107 Middle Street Cleveland QLD 4163 | The Trust Company Limited | 1500 | Cleveland Shopping Centre 91 Middle Street Cleveland QLD 4163 | CMP | 1944 | Produce prep (Woolworths)
2017-07-17 | ZP | FEBCO | 15 | 860L | 43246 | BFP000551 | Cleveland Harbourside Centre (W'worths) 67-107 Middle Street Cleveland QLD 4163 | The Trust Company Limited | 1500 | C/- Folkestone Property Management Pty Ltd PO BOX 327 COLLINS STREET WEST MELBOURNE VIC 8007 | CMP | 246418 | Seafood prep (Woolworths)
2017-07-17 |  | CONBRACO | 15 | 40203A21 | PT161 | BFP000552 | Cleveland Harbourside Centre (W'worths) 67-107 Middle Street Cleveland QLD 4163 | The Trust Company Limited | 1500 | Cleveland Shopping Centre 91 Middle Street Cleveland QLD 4163 | CMP | 1944 | Deli Prep (Woolworths)
2017-07-17 | ZP | CONBRACO | 15 | 04023A21 | IM684 | BFP000553 | Cleveland Harbourside Centre (W'worths) 67-107 Middle Street Cleveland QLD 4163 | The Trust Company Limited | 1500 | C/- Folkestone Property Management Pty Ltd PO BOX 327 COLLINS STREET WEST MELBOURNE VIC 8007 | CMP | 246418 | Meat Prep (Woolworths)
2016-10-06 | IP | Febco | 25 | 825Y | 5171 | BFP000554 | The Eureka Centre - 29 Moreton Bay Road Capalaba 29 Moreton Bay Road Capalaba QLD 4157 | Body Corporate for The Eureka Centre CTS 28655 | 204704 | C/- B & D Body Corporate Management PO Box 539 CLEVELAND QLD 4163 | BC | 116429 | At rear of building under fire hose reel unit one
2016-10-06 | IP | Febco | 25 | 825y | A005156 | BFP000555 | The Eureka Centre - 29 Moreton Bay Road Capalaba 29 Moreton Bay Road Capalaba QLD 4157 | Body Corporate for The Eureka Centre CTS 28655 | 204704 | C/- B & D Body Corporate Management PO Box 539 CLEVELAND QLD 4163 | BC | 116429 | At rear of building under fire hose reel unit three
2016-10-06 | IP | Febco | 25 | 825y | A005155 | BFP000556 | The Eureka Centre - 29 Moreton Bay Road Capalaba 29 Moreton Bay Road Capalaba QLD 4157 | Body Corporate for The Eureka Centre CTS 28655 | 204704 | C/- B & D Body Corporate Management PO Box 539 CLEVELAND QLD 4163 | BC | 116429 | At rear of building under fir hose reel unit five
2016-10-06 | IP | Febco | 25 | 825y | A005166 | BFP000557 | The Eureka Centre - 29 Moreton Bay Road Capalaba 29 Moreton Bay Road Capalaba QLD 4157 | Body Corporate for The Eureka Centre CTS 28655 | 204704 | C/- B & D Body Corporate Management PO Box 539 CLEVELAND QLD 4163 | BC | 116429 | At rear of building unde fire hose reel unit two
2016-10-06 | IP | Febco | 25 | 825y | A006525 | BFP000558 | The Eureka Centre - 29 Moreton Bay Road Capalaba 29 Moreton Bay Road Capalaba QLD 4157 | Body Corporate for The Eureka Centre CTS 28655 | 204704 | C/- B & D Body Corporate Management PO Box 539 CLEVELAND QLD 4163 | BC | 116429 | At rear of building under fire hose reel unit six
2016-10-06 | IP | Febco | 25 | 825y | 5165 | BFP000559 | The Eureka Centre - 29 Moreton Bay Road Capalaba 29 Moreton Bay Road Capalaba QLD 4157 | Body Corporate for The Eureka Centre CTS 28655 | 204704 | C/- B & D Body Corporate Management PO Box 539 CLEVELAND QLD 4163 | BC | 116429 | At rear of building under fire hose reel unit ten
2016-10-06 | ZP | Febco | 40 | 805y | 14287 | BFP000560 | The Eureka Centre - 29 Moreton Bay Road Capalaba 29 Moreton Bay Road Capalaba QLD 4157 | Body Corporate for The Eureka Centre CTS 28655 | 204704 | C/- B & D Body Corporate Management PO Box 539 CLEVELAND QLD 4163 | BC | 116429 | Front garden near entry and water meter
2017-08-18 | IP | Watts | 25 | 007M1-AUS | 2898 | BFP000561 | 22-48 Hillview Road Mount Cotton QLD 4165 | Golden Cockerel Pty Ltd | 32759 | PO Box 142 Cleveland QLD 4163 | CMP | 39193 | Under fire hose reel main lunch room, fire exit
2017-08-18 | ZP | FEBCO | 25 | 860L | H06923 | BFP000562 | 22-48 Hillview Road Mount Cotton QLD 4165 | Golden Cockerel Pty Ltd | 32759 | PO Box 142 Cleveland QLD 4163 | CMP | 39193 | Above fire hose reel nest to collection from rendering plant
2017-08-18 | IP | Watts | 25 | 007MI-Aus | 3283 | BFP000564 | 22-48 Hillview Road Mount Cotton QLD 4165 | Golden Cockerel Pty Ltd | 32759 | PO Box 142 Cleveland QLD 4163 | CMP | 39193 | Under fir hose reel inside loading dock
2015-10-27 | ZP | Conbraco | 15 | TY122 | 40203A2I | BFP000567 | 39 Osprey Drive Thornlands QLD 4164 | The Trust Company Limited | 40791 | Sandhurst Trustees Ltd C/- Arena Reit Management Limited Locked Bag 32002 Collins Street East MELBOURNE VIC 8003 | CMP | 123281 | Outside wall of toilets
2017-07-11 | CP | Combraco | 20 | 40204A21 | HZ996 | BFP000568 | Railway Parade Park 63-65 Railway Parade Thorneside QLD 4158 | Redland City Council City Spaces | 43022 | PO Box 21 Cleveland QLD 4163 | 5 | 70036 | Toilet block containment on water supply in service duct behind gents toilet
2008-10-16 | IP | Valvtec | 50 | DCV98 | D10023 | BFP000569 | 71 Redland Bay Road Capalaba QLD 4157 | Mrs Agatina Romano Mrs Agatina Romano As Trustee | 11773 | 35 Indus Street Camp Hill QLD 4152 | 0 | 14979 | Near front roller door on rear factory near bollard
2014-09-01 | CP | Valvetec | 32 | DCV98 | D8641 | BFP000572 | 140 Redland Bay Road Capalaba QLD 4157 | Gillilodge Pty Ltd As Trustee | 11673 | 8 Manmarra Crescent EIGHT MILE PLAINS QLD 4113 | TST | 100935 | At front of building in garden bed
2006-11-16 | IP | Valvetec | 20 | RPZ98 | R12591 | BFP000573 | ROSS COURT COM CTR 8 Ross Court Cleveland QLD 4163 | Gillman Investment Co Pty Ltd As Tst Copley Investment Holdings Pty Ltd As Trustee | 57625 | 17 BAXTER STREET FORTITUDE VALLEY QLD 4006 | CMP | 111796 | On wall in plant room (Qld Teachers Union)
2006-11-16 | IP | Valvetec | 25 | DCV98 | D12004 | BFP000574 | ROSS COURT COM CTR 8 Ross Court Cleveland QLD 4163 | Gillman Investment Co Pty Ltd As Tst Copley Investment Holdings Pty Ltd As Trustee | 57625 | C/- L J Hooker Commercial Property Management Team PO Box 772 SPRINGWOOD QLD 4127 | TST | 316345 | On wall outside rear wall of shop
2017-10-18 | IP | Febco | 32 | 860L | 1349 | BFP000576 | 34-40 Shore Street West Ormiston QLD 4160 | Meckem Holdings Pty Ltd As Trustee | 55539 | 356 Moggill Road INDOOROOPILLY QLD 4068 | TST | 262269 | Honda workshop next to first roller door
2017-10-18 | ZP | Febco | 32 | 860L | 7818 | BFP000577 | 34-40 Shore Street West Ormiston QLD 4160 | Meckem Holdings Pty Ltd As Trustee | 55539 | PO BOX 577 INDOOROOPILLY CENTRE QLD 4068 | CMP | 105498 | In garden bed next to KIA service part division
2017-10-18 |  | Combraco | 25 | 40105A2I | JO185 | BFP000578 | 34-40 Shore Street West Ormiston QLD 4160 | Meckem Holdings Pty Ltd As Trustee | 55539 | 356 Moggill Road INDOOROOPILLY QLD 4068 | TST | 262269 | In garden bed in front of fire plug
2016-09-19 |  | VfEBCO | 20 | 850L | 4595 | BFP000579 | AVEO Cleveland 136-150 Smith Street Cleveland QLD 4163 | Aveo Cleveland (No 2) Pty Limited | 2872 | 1 IVY STREET INDOOROOPILLY QLD 4068 | 0 | 101664 | Ground floor in garden next to water fountain
2017-10-04 |  | Valvetec | 25 | DCV98 | D11648 | BFP000580 | AVEO Cleveland 136-150 Smith Street Cleveland QLD 4163 | Aveo Cleveland (No 2) Pty Limited | 2872 | 1 IVY STREET INDOOROOPILLY QLD 4068 | CMP | 101664 | 1st floor in FHR cabinet eastern side of lift
2017-10-04 |  | Valvetec | 20 | DCV98 | 3773 | BFP000581 | AVEO Cleveland 136-150 Smith Street Cleveland QLD 4163 | Aveo Cleveland (No 2) Pty Limited | 2872 | 1 IVY STREET INDOOROOPILLY QLD 4068 | CMP | 101664 | 1st floor on pillar in garden near lift
2017-10-04 09:25 |  | Valvetec | 25 | DCV98 | D11745 | BFP000582 | AVEO Cleveland 136-150 Smith Street Cleveland QLD 4163 | Aveo Cleveland (No 2) Pty Limited | 2872 | 1 IVY STREET INDOOROOPILLY QLD 4068 | CMP | 101664 | 2nd floor in FHR cabinet eastern side of lift
2017-10-04 09:25 | ZP | Febco | 32 | 850L | H02272 | BFP000583 | AVEO Cleveland 136-150 Smith Street Cleveland QLD 4163 | Aveo Cleveland (No 2) Pty Limited | 2872 | 1 IVY STREET INDOOROOPILLY QLD 4068 | CMP | 101664 | 1st floor in FHR cabinet outside kitchen
2017-10-04 09:25 | ZP | Febco | 32 | 850L | H02272 | BFP000583 | AVEO Cleveland 136-150 Smith Street Cleveland QLD 4163 | Aveo Cleveland (No 2) Pty Limited | 2872 | LEVEL 8 87 WICKHAM TERRACE BRISBANE QLD 4000 | CMP | 101668 | 1st floor in FHR cabinet outside kitchen
2017-10-04 09:25 | ZP | Febco | 32 | 850 | 280 | BFP000584 | AVEO Cleveland 136-150 Smith Street Cleveland QLD 4163 | Aveo Cleveland (No 2) Pty Limited | 2872 | 1 IVY STREET INDOOROOPILLY QLD 4068 | CMP | 101664 | 2nd floor in FHR cabinet north western end of building
2017-10-18 | IP | Combraco | 20 | 40104A21 | HU937 | BFP000587 | 191 Vienna Road South Alexandra Hills QLD 4161 | Condoleon Brothers Pty Ltd | 37090 | C/- First Commercial Realty PO Box 7129 EAST BRISBANE QLD 4169 | CMP | 44102 | On kitchen wall in Bakery - cold water line
2017-10-18 | IP | Conbraco | 15 | 3233F | V9922 | BFP000588 | 191 Vienna Road South Alexandra Hills QLD 4161 | Condoleon Brothers Pty Ltd | 37090 | C/- First Commercial Realty PO Box 7129 EAST BRISBANE QLD 4169 | CMP | 44102 | On kitchen wall in Bakery - hot water line
2017-01-31 | IP | Febco | 25 | 805YE | 15567 | BFP000590 | Metropolitan South Institute of TAFE 29 Windemere Road Alexandra Hills QLD 4161 | The State Of Queensland (Represented By Department of Education & Training) | 202842 | C/- Jo Jones Locked Bag 14 SOUTH BRISBANE QLD 4101 | 6 | 86946 | Information Resources Block A foyer cabinet
2017-01-31 | IP | Febco | 25 | 805YE | A15570 | BFP000591 | Metropolitan South Institute of TAFE 29 Windemere Road Alexandra Hills QLD 4161 | The State Of Queensland (Represented By Department of Education & Training) | 202842 | PO Box 15033 CITY EAST QLD 4002 | 6 | 283868 | Information Resources Block A level 1 female toilets
2017-01-31 | ZP | Watts | 20 | 009M2 | 12299 | BFP000592 | Metropolitan South Institute of TAFE 29 Windemere Road Alexandra Hills QLD 4161 | The State Of Queensland (Represented By Department of Education & Training) | 202842 | C/- Jo Jones Locked Bag 14 SOUTH BRISBANE QLD 4101 | 6 | 86946 | 041 Level 2 Plant Room
2017-01-31 |  | Febco | 25 | 805YE | 15272 | BFP000593 | Metropolitan South Institute of TAFE 29 Windemere Road Alexandra Hills QLD 4161 | The State Of Queensland (Represented By Department of Education & Training) | 202842 | PO Box 15033 CITY EAST QLD 4002 | 6 | 283868 | Information Resources Block A inside fire hose level 2
2017-01-31 |  | Febco | 25 | 805YE | A15145 | BFP000594 | Metropolitan South Institute of TAFE 29 Windemere Road Alexandra Hills QLD 4161 | The State Of Queensland (Represented By Department of Education & Training) | 202842 | C/- Jo Jones Locked Bag 14 SOUTH BRISBANE QLD 4101 | 6 | 86946 | Information and Resource Block A above theatre
2017-01-31 |  | Febco | 25 | 825YE | 5172 | BFP000595 | Metropolitan South Institute of TAFE 29 Windemere Road Alexandra Hills QLD 4161 | The State Of Queensland (Represented By Department of Education & Training) | 202842 | PO Box 15033 CITY EAST QLD 4002 | 6 | 283868 | Information and Resource cooling tower Building A
2007-02-22 |  | Valvetec | 20 | RPZ98 | R11812 | BFP000597 | Howlett Road Capalaba QLD 4157 | Queensland Bulk Water Supply Authority Trading As SEQ Water | 28154 | PO Box 21 Cleveland QLD 4163 | 5 | 80332 | Liquid alum dosing plant/workshop room
2017-11-28 |  | Fabco | 25 | 805YE | 15552 | BFP000598 | Redlands College 36-44 Anson Road Wellington Point QLD 4160 | Redlands Combined Independent College Inc | 27962 | 38 Anson Road Wellington Point QLD 4160 | EDU | 33100 | South west ground floor
2017-11-28 |  | Fabco | 25 | 805YE | 15424 | BFP000599 | Redlands College 36-44 Anson Road Wellington Point QLD 4160 | Redlands Combined Independent College Inc | 27962 | 38 Anson Road Wellington Point QLD 4160 | EDU | 33100 | North west ground floor swimming pool
2017-11-28 |  | Conbraco | 25 | 40105A21 | KG158 | BFP000600 | Redlands College 36-44 Anson Road Wellington Point QLD 4160 | Redlands Combined Independent College Inc | 27962 | 38 Anson Road Wellington Point QLD 4160 | EDU | 33100 | North east lower ground baseball court
2017-11-28 |  | Valvetec | 25 | DOY98 | B12208 | BFP000601 | Redlands College 36-44 Anson Road Wellington Point QLD 4160 | Redlands Combined Independent College Inc | 27962 | 38 Anson Road Wellington Point QLD 4160 | EDU | 33100 | In Fire Hose Cabinet top floor next to stairs
2018-01-12 | ZP | Conbraco | 25 | 40105A2I | FT117 | BFP000602 | The Anchorage Raby Bay 20 Masthead Drive Cleveland QLD 4163 | Body Corporate For The Anchorage Raby Bay CTS 26889 | 202167 | C/- Whittles Strata & Community Title Services PO Box 539 CLEVELAND QLD 4163 | BC | 97806 | Front of LHS Building in driveway garden against Building
2017-06-06 | ZP | VALTEX | 25 | RPZ98 | R11712 | BFP000603 | MORETON PLAZA 3 Grant Street Cleveland QLD 4163 | Moreton Plaza The Body Corporate Group Titles Plan No 3568 | 52689 | C/- B & D Body Corporate Management PO Box 539 CLEVELAND QLD 4163 | BC | 73028 | Back left hand corner rear wall
2017-06-06 | IP | Valtec | 25 | DCV98 | D112849 | BFP000604 | MORETON PLAZA 3 Grant Street Cleveland QLD 4163 | Moreton Plaza The Body Corporate Group Titles Plan No 3568 | 52689 | C/- B & D Body Corporate Management PO Box 539 CLEVELAND QLD 4163 | BC | 73028 | Right hand side front roller door entrance
2017-01-24 | IP | Vaktec | 25 | DCV98 | D11622 | BFP000605 | 31-75 Taylor Road Sheldon QLD 4157 | Sheldon College | 400710 | PO Box 1188 Capalaba DC QLD 4157 | EDU | 72650 | On fire hose reel east side of C Block
2017-01-24 | IP | Valtec | 25 | DCV98 | D12173 | BFP000606 | 31-75 Taylor Road Sheldon QLD 4157 | Sheldon College | 400710 | PO Box 1188 Capalaba DC QLD 4157 | EDU | 72650 | On fire hose reel outside JD
2015-11-20 | IP | Wilkins Zurn | 15 | 075xl | 91604 | BFP000607 | 97-129 Dundas Street Ormiston QLD 4160 | Ormiston College Limited | 932 | PO Box 1835 CLEVELAND DC QLD 4163 | EDU | 1272 | Back of swimming pool side road at grease trap
2017-08-07 | ZP | Tyco | 50 | DC03 | 77133 | BFP000609 | Victoria Point Lakeside Shopping Centre 21-27 Bunker Road Victoria Point QLD 4165 | Nikwood Pty Ltd As Trustee | 266190 | C/- First National Property Group PO Box 7338 REDLAND BAY QLD 4165 | TST | 76470 | Building one left hand side of car park
2017-08-07 | ZP | TYCO | 50 | DCV98 | 18409 | BFP000610 | Victoria Point Lakeside Shopping Centre 21-27 Bunker Road Victoria Point QLD 4165 | Nikwood Pty Ltd As Trustee | 266190 | C/- First National Property Group PO Box 7338 REDLAND BAY QLD 4165 | TST | 76470 | Between building 1 and 2
2017-08-07 | ZP | TYCO | 40 | DC03 | 76995 | BFP000611 | Victoria Point Lakeside Shopping Centre 21-27 Bunker Road Victoria Point QLD 4165 | Nikwood Pty Ltd As Trustee | 266190 | C/- First National Property Group PO Box 7338 REDLAND BAY QLD 4165 | TST | 76470 | Building three right hand side of car park
2017-08-07 | ZP | TYCO | 40 | RP03 | 35550 | BFP000612 | Victoria Point Lakeside Shopping Centre 21-27 Bunker Road Victoria Point QLD 4165 | Nikwood Pty Ltd As Trustee | 266190 | C/- First National Property Group PO Box 7338 REDLAND BAY QLD 4165 | TST | 76470 | Left hand side of driveway (Irrigation)
2017-04-20 |  | Valvetec | 25 | RPZ98 | R10527 | BFP000614 | Pump Station 33 226 Birkdale Road Birkdale QLD 4159 | Redland City Council Redland Water Attn: Mgr Treatment Operations (Sewerage) | 35213 | PO Box 21 Cleveland QLD 4163 | 5 | 1498 | Pump Station 33
2017-10-31 | IP | FEBCO | 20 | 805YE | A000284 | BFP000619 | Mandalay Centre of Care 156-162 Bay Street Cleveland QLD 4163 | Mr Vincent R Schokman Mrs Carol G Schokman | 202001 | 9 WALDO STREET NORMAN PARK QLD 4170 | BUS | 97773 | Bin room Wellington Street side
2017-10-31 | IP | FEBCO | 25 | 805YE | A16390 | BFP000620 | Mandalay Centre of Care 156-162 Bay Street Cleveland QLD 4163 | Mr Vincent R Schokman Mrs Carol G Schokman | 202001 | 9 WALDO STREET NORMAN PARK QLD 4170 | BUS | 97774 | Left hand wing 1st Level fire hose reel
2017-10-31 | IP | FEBCO | 25 | 805YE | A15138 | BFP000621 | Mandalay Centre of Care 156-162 Bay Street Cleveland QLD 4163 | Mr Vincent R Schokman Mrs Carol G Schokman | 202001 | 9 WALDO STREET NORMAN PARK QLD 4170 | BUS | 97773 | Right hand wing 1st Level fire hose reel
2017-10-31 | IP | FEBCO | 25 | 805YE | A16604 | BFP000622 | Mandalay Centre of Care 156-162 Bay Street Cleveland QLD 4163 | Mr Vincent R Schokman Mrs Carol G Schokman | 202001 | 9 WALDO STREET NORMAN PARK QLD 4170 | BUS | 97774 | Recreation area 1st Level fire hose reel
2017-10-31 | IP | FEBCO | 25 | 805Y | 16557 | BFP000623 | Mandalay Centre of Care 156-162 Bay Street Cleveland QLD 4163 | Mr Vincent R Schokman Mrs Carol G Schokman | 202001 | 9 WALDO STREET NORMAN PARK QLD 4170 | BUS | 97773 | Main foyer fire hose reel
2017-10-31 | IP | FEBCO | 25 | 805YE | A16227 | BFP000624 | Mandalay Centre of Care 156-162 Bay Street Cleveland QLD 4163 | Mr Vincent R Schokman Mrs Carol G Schokman | 202001 | 9 WALDO STREET NORMAN PARK QLD 4170 | BUS | 97774 | Left hand wing ground floor - fire hose reel
2017-10-31 | IP | FEBCO | 25 | 805YE | A16576 | BFP000625 | Mandalay Centre of Care 156-162 Bay Street Cleveland QLD 4163 | Mr Vincent R Schokman Mrs Carol G Schokman | 202001 | 9 WALDO STREET NORMAN PARK QLD 4170 | BUS | 97773 | Right hand wing ground floor - fire hose reel
2017-10-31 | ZP | FEBCO | 25 | 805YE | A16583 | BFP000626 | Mandalay Centre of Care 156-162 Bay Street Cleveland QLD 4163 | Mr Vincent R Schokman Mrs Carol G Schokman | 202001 | 9 WALDO STREET NORMAN PARK QLD 4170 | BUS | 97774 | Across from sink in main foyer ground level
2017-10-31 | ZP | CONBRACO | 15 | 40203A21 | H09040 | BFP000627 | Mandalay Centre of Care 156-162 Bay Street Cleveland QLD 4163 | Mr Vincent R Schokman Mrs Carol G Schokman | 202001 | 9 WALDO STREET NORMAN PARK QLD 4170 | BUS | 97773 | Centre boundary fence Wellington Street
2017-10-31 | ZP | FEBCO | 20 | 805YE | A000533 | BFP000628 | Mandalay Centre of Care 156-162 Bay Street Cleveland QLD 4163 | Mr Vincent R Schokman Mrs Carol G Schokman | 202001 | 9 WALDO STREET NORMAN PARK QLD 4170 | BUS | 97774 | Outside pharmacy by car park
2006-11-27 | ZP | VALVETEC | 20 | RPZ98 | R13030 | BFP000630 | 86 Shore Street West Ormiston QLD 4160 | Geoffrey M Reeves & Merrilyn Reeves As Trustee | 1239 | C/- L J Hooker Commercial Property Management Team PO Box 772 SPRINGWOOD QLD 4127 | CMP | 77463 | REAR WALL OF SHOP
2017-02-03 | IP | QLD PLUMBING | 25 | PJ9485-B | 5545 | BFP000631 | 2 Finucane Road Capalaba QLD 4157 | Ms Leanne C T Thai | 202609 | 208 Tufnell Road BANYO QLD 4014 | TST | 319749 | 2nd fire hose reel under car park outside electrical plant room
2017-02-03 | IP | TYCO | 25 | DC03 | 33533 | BFP000632 | 2 Finucane Road Capalaba QLD 4157 | Ms Leanne C T Thai | 202609 | PO BOX 374 CAPALABA QLD 4157 | TST | 99752 | In fire box west side Old Cleveland Road
2017-02-03 | IP | TYCO | 25 | RP03 | 71506 | BFP000633 | 2 Finucane Road Capalaba QLD 4157 | Ms Leanne C T Thai | 202609 | 208 Tufnell Road BANYO QLD 4014 | TST | 319749 | Back of Tenancy 9 FHR
2017-02-03 | IP | TYCO | 25 | DC03 | 33532 | BFP000634 | 2 Finucane Road Capalaba QLD 4157 | Ms Leanne C T Thai | 202609 | PO BOX 374 CAPALABA QLD 4157 | TST | 99752 | Back of Tenancy 12
2017-02-03 | IP | TYCO | 20 | RP03 | 71166 | BFP000636 | 2 Finucane Road Capalaba QLD 4157 | Ms Leanne C T Thai | 202609 | 208 Tufnell Road BANYO QLD 4014 | TST | 319749 | For h/c on grease traps
2017-02-03 | IP | TYCO | 25 | DC03 | 33325 | BFP000637 | 2 Finucane Road Capalaba QLD 4157 | Ms Leanne C T Thai | 202609 | PO BOX 374 CAPALABA QLD 4157 | TST | 99752 | Between Tenancy 5 and 6
2017-02-03 | IP | QLD PLUMBING | 25 | PJ9485B | 6008 | BFP000638 | 2 Finucane Road Capalaba QLD 4157 | Ms Leanne C T Thai | 202609 | 208 Tufnell Road BANYO QLD 4014 | TST | 319749 | Between Tenancy 10 and 11
2017-10-25 | IP | VALETEC | 25 | DCV98 | D12394 | BFP000641 | 82 Redland Bay Road Capalaba QLD 4157 | ITK Enterprises Pty Ltd As Trustee | 11639 | C/- Rylatt Pty Ltd PO Box 174 WYNNUM QLD 4178 | TST | 404233 | Near Unit 1, Fire Box Reel, next to roller door
2017-01-31 | IP | TYCO | 25 | DCV98 | D13079 | BFP000643 | Victoria Point State High School 93-131 Benfer Road Victoria Point QLD 4165 | The State Of Queensland (Represented By Department of Education & Training) | 201160 | PO Box 15033 CITY EAST QLD 4002 | 6 | 283868 | Fire hose reel western end general studies block 3
2017-01-31 | IP | TYCO | 25 | DCV98 | D13050 | BFP000644 | Victoria Point State High School 93-131 Benfer Road Victoria Point QLD 4165 | The State Of Queensland (Represented By Department of Education & Training) | 201160 | Victoria Point State High School 93-131 Benfer Road Victoria Point QLD 4165 | EDU | 81589 | Fire hose reel eastern end general studies block 3
2011-11-21 | IP | FEBCO | 25 | 805YE | 14168 | BFP000645 | 72-74 Redland Bay Road Capalaba QLD 4157 | Redland Bay Investments Pty Ltd As Trustee | 11636 | PO Box 44 New Plymouth NEW ZEALAND | TST | 286977 | Fifth valve on left hand side from front entry
2011-11-21 | IP | FEBCO | 25 | 805YE | A24601 | BFP000646 | 72-74 Redland Bay Road Capalaba QLD 4157 | Redland Bay Investments Pty Ltd As Trustee | 11636 | PO BOX 5493 WEST END QLD 4101 | CMP | 1909 | Fourth valve on left hand side from front entry
2011-11-21 | IP | FEBCO | 25 | 805YE | 15365 | BFP000647 | 72-74 Redland Bay Road Capalaba QLD 4157 | Redland Bay Investments Pty Ltd As Trustee | 11636 | PO BOX 5493 WEST END QLD 4101 | CMP | 1909 | Third valve on left hand side from front entry
2011-11-21 | IP | FEBCO | 25 | 805YE | 15371 | BFP000648 | 72-74 Redland Bay Road Capalaba QLD 4157 | Redland Bay Investments Pty Ltd As Trustee | 11636 | PO Box 44 New Plymouth NEW ZEALAND | TST | 286977 | Second valve on left hand side from front entry
2011-11-21 | IP | FEBCO | 25 | 805YE | 15348 | BFP000649 | 72-74 Redland Bay Road Capalaba QLD 4157 | Redland Bay Investments Pty Ltd As Trustee | 11636 | PO BOX 5493 WEST END QLD 4101 | CMP | 1909 | First valve on left hand side from front entry
2016-03-17 |  | CONBRACO | 15 | 3233F | R366 | BFP000650 | Sirromet Winery 850-938 Mount Cotton Road Mount Cotton QLD 4165 | T E Morris & Associates Merle Norman Cosmetics Pty Ltd | 32777 | PO Box 5649 GOLD COAST MC QLD 9726 | BUS | 39215 | At wash-down point within the "Tank Farm"
2016-10-31 | IP | VALVCHEQ | 20 | RP 03 | 162334 | BFP000654 | Capalaba Central Shopping Centre 38-62 Moreton Bay Road Capalaba QLD 4157 | Shayher Alliance Pty Limited As Trustee | 54896 | PO Box 683 CAPALABA QLD 4157 | CMP | 103277 | Loading Dock Food Hall
2017-03-17 | IP | Febco | 20 | 8602 | HO 6102 | BFP000657 | 1 Grant Street Cleveland QLD 4163 | F W Pty Ltd | 1387 | 28 Bowsprit Parade Cleveland QLD 4163 | BUS | 25265 | Rear Dumpster area. (Sizzler)
2015-12-11 | IP | FEBCO | 25 | 805Y | 10022 | BFP000659 | Dunwich High School 10 East Coast Road Dunwich QLD 4183 | The State Of Qld Rep By Department Of Education & Training | 242310 | PO BOX 37 DUNWICH QLD 4183 | 6 | 423340 | Behind amenities
2015-12-11 | IP | QLD PLUMBINGfebco | 20 | 825Y | 3159 | BFP000660 | Dunwich High School 10 East Coast Road Dunwich QLD 4183 | The State Of Qld Rep By Department Of Education & Training | 242310 | PO Box 15033 BRISBANE ALBERT STREET QLD 4002 | 6 | 287401 | Next to manual arts
2017-01-24 | IP | FEBCO | 25 | 805Y | 14102 | BFP000661 | 31-75 Taylor Road Sheldon QLD 4157 | Sheldon College | 400710 | PO Box 1188 Capalaba DC QLD 4157 | EDU | 72650 | On fire hose reel outside SJ10
2017-01-24 | IP | FEBCO | 25 | 8057 | 14042 | BFP000662 | 31-75 Taylor Road Sheldon QLD 4157 | Sheldon College | 400710 | PO Box 1188 Capalaba DC QLD 4157 | EDU | 72650 | On fire hose reel east wall science block
2017-11-28 | IP | WILKINS | 20 | 375RP | A043553 | BFP000663 | 35-39 Gordon Street Ormiston QLD 4160 | Evan Angelos Investments Pty Ltd | 33574 | PO Box 1262 INDOOROOPILLY QLD 4068 | CMP | 40071 | From road RHS of building
2017-11-28 | ZP | Wilkins | 15 | 976GXL | W380559 | BFP000664 | 35-39 Gordon Street Ormiston QLD 4160 | Evan Angelos Investments Pty Ltd | 33574 | PO Box 1262 INDOOROOPILLY QLD 4068 | CMP | 40071 | From road RHS of building
2017-10-26 | CP | FEBCO | 25 | 825YE | 6445 | BFP000665 | 54 Redland Bay Road Capalaba QLD 4157 | Mailli Family Unit Pty Ltd As Trustee | 11629 | 34-36 THOMAS DRIVE CHEVRON ISLAND QLD 4217 | CMP | 122155 | Front of property far right hand side looking from road
2017-02-01 | IP | TYCO | 25 | DCV98 | 70211 | BFP000666 | Victoria Point State High School 93-131 Benfer Road Victoria Point QLD 4165 | The State Of Queensland (Represented By Department of Education & Training) | 201160 | Victoria Point State High School 93-131 Benfer Road Victoria Point QLD 4165 | EDU | 81589 | Fire hose reel near kitchen servery in student centre
2017-02-01 | IP | Valvtec | 25 | DCV98 | D13225 | BFP000667 | Victoria Point State High School 93-131 Benfer Road Victoria Point QLD 4165 | The State Of Queensland (Represented By Department of Education & Training) | 201160 | PO Box 15033 CITY EAST QLD 4002 | 6 | 283868 | Fire hose reel near kitchen servery in student centre
2012-05-23 | IP | VALVTEC | 50 | DCV98 | D13371 | BFP000668 | Cleveland Aquatic Centre 222-230 Russell Street Cleveland QLD 4163 | Redland City Council As Trustee Sport & Community Facilities Unit | 38212 | PO Box 21 Cleveland QLD 4163 | 2 | 81787 | CLEVELAND AQUATIC CENTRE IN GROUND POOL 25M
2017-10-26 | IP | Watts | 25 | 007M1 | 10524 | BFP000669 | 54 Redland Bay Road Capalaba QLD 4157 | Mailli Family Unit Pty Ltd As Trustee | 11629 | 34-36 THOMAS DRIVE CHEVRON ISLAND QLD 4217 | CMP | 122155 | On water supply to FHR just inside entrance on RHS next to door
2017-01-24 | IP | FEBCO | 25 | 805Y | 14101 | BFP000670 | 31-75 Taylor Road Sheldon QLD 4157 | Sheldon College | 400710 | PO Box 1188 Capalaba DC QLD 4157 | EDU | 72650 | On fire hose reel in cupboard of Science block
2017-01-24 | ZP | FEBCO | 25 | 825Y | 35204 | BFP000671 | 31-75 Taylor Road Sheldon QLD 4157 | Sheldon College | 400710 | PO Box 1188 Capalaba DC QLD 4157 | EDU | 72650 | On line to HWS in cleaners cupboard in Science block
2017-09-11 | IP | FEBCO DCV | 25 | 805L | 12335 | BFP000672 | 31-75 Taylor Road Sheldon QLD 4157 | Sheldon College | 400710 | PO Box 1188 Capalaba DC QLD 4157 | EDU | 72650 | On fire Hose reel south end of Arts building
2017-01-24 | ZP | Tyco | 50 | RP03 | 79336 | BFP000674 | 31-75 Taylor Road Sheldon QLD 4157 | Sheldon College | 400710 | PO Box 1188 Capalaba DC QLD 4157 | EDU | 72650 | On supply line to Science block beside safety shower
2017-01-24 | IP | VALVECHEQ RPZD | 50 | RP03 | 95404 | BFP000675 | 31-75 Taylor Road Sheldon QLD 4157 | Sheldon College | 400710 | PO Box 1188 Capalaba DC QLD 4157 | EDU | 72650 | On irrigation line for oval outside Science block
2001-09-06 | IP | CONBRACO | 15 | 40203A2I | JU9000 | BFP000676 | 71 Cambridge Drive Alexandra Hills QLD 4161 | No owners recorded | 13214 | C/- Mirvac Real Estate Pty Ltd PO Box 5200 ALEXANDRA HILLS QLD 4161 | TST | 114943 | NO LONGER IN USE - 6 MARCH 2003
2002-03-05 | IP | CONBRACO | 15 | 40203A21 | JW531 | BFP000677 | 71 Cambridge Drive Alexandra Hills QLD 4161 | No owners recorded | 13214 | C/-Centre Mgr Alex Hills Shopctr Cnr Finucane Rd & Cambridge Dr ALEXANDRA HILLS QLD 4161 | TST | 341708 | NO LONGER IN USE - 9 MAY 2003
2017-06-05 | IP | Febco RPZ | 15 | 860L | H32097 | BFP000678 | Capalaba Central Shopping Centre 38-62 Moreton Bay Road Capalaba QLD 4157 | Shayher Alliance Pty Limited As Trustee | 54896 | C/- Wynnum Retail Management Pty Ltd PO Box 683 CAPALABA QLD 4157 | TST | 426023 | Deli Prep
2017-06-05 |  | COMBRACO | 15 | 40203A21 | JW532 | BFP000679 | Capalaba Central Shopping Centre 38-62 Moreton Bay Road Capalaba QLD 4157 | Shayher Alliance Pty Limited As Trustee | 54896 | C/- Wynnum Retail Management Pty Ltd PO Box 683 CAPALABA QLD 4157 | TST | 426023 | Bakery Prep
2018-01-15 | IP | WATTS | 25 | 900AUS | 3586 | BFP000680 | Mount Cotton State School 1246-1264 Mount Cotton Road Mount Cotton QLD 4165 | The State Of Queensland (Represented By Department Of Education & Training) | 233150 | PO Box 15033 CITY EAST QLD 4002 | 6 | 364841 | North western side of B block
2017-11-17 |  | VAKVTEC | 32 | DCV98 | D13215 | BFP000681 | 5 Christine Place Capalaba QLD 4157 | Mr Ian P Robertson | 204094 | 30-34 Sugarglider Court Mount Cotton QLD 4165 | 0 | 50390 | In front garden
2017-11-02 | IP | TYCO | 20 | RP03 | 16836 | BFP000682 | 165 Middle Street Cleveland QLD 4163 | Department Of Housing & Public Works | 1810 | GPO Box 690 BRISBANE QLD 4001 | 6 | 476 | At Rubbish Bin Corral
2017-11-29 | IP | CONBRACO | 25 | 40105A21 | KH672 | BFP000683 | Peterson Place 1 Peterson Street Wellington Point QLD 4160 | Peterson Place CTS The Body Corporate | 205609 | C/- Hartmann Cox Po Box 6176 Upper Mount Gravatt QLD 4122 | CMP | 100504 | Ground Floor under Fire Reel
2017-11-29 | ZP | TYCO | 20 | RP03 | 3862 | BFP000684 | Peterson Place 1 Peterson Street Wellington Point QLD 4160 | Peterson Place CTS The Body Corporate | 205609 | PO Box 571 BUDERIM QLD 4556 | BC | 211831 | Ground Floor rear of Building
2017-11-29 | IP | TYCO | 20 | 40104A21 | D19301 | BFP000685 | Peterson Place 1 Peterson Street Wellington Point QLD 4160 | Peterson Place CTS The Body Corporate | 205609 | C/- Hartmann Cox Po Box 6176 Upper Mount Gravatt QLD 4122 | CMP | 100504 | Front of Building Left Hand Side
2017-11-29 | IP | CONBRACO | 25 | 40105A21 | LA311 | BFP000686 | Peterson Place 1 Peterson Street Wellington Point QLD 4160 | Peterson Place CTS The Body Corporate | 205609 | PO Box 571 BUDERIM QLD 4556 | BC | 211831 | Upstairs under Fire Reel
2017-08-24 | ZP | FEBCO | 100 | 860 | N151214149 | BFP000687 | Judy Holt Sportsfield 539-553 Old Cleveland Road East Birkdale QLD 4159 | Redland City Council As Trustee City Spaces | 281320 | PO Box 21 Cleveland QLD 4163 | 2 | 80336 | Between cricket and football fields
2017-08-24 | ZP | FEBCO | 50 | 825Y | BJ2737 | BFP000688 | Judy Holt Sportsfield 539-553 Old Cleveland Road East Birkdale QLD 4159 | Redland City Council As Trustee City Spaces | 281320 | PO Box 21 Cleveland QLD 4163 | 2 | 80336 | Football field
2015-09-22 | IP | VALVETEC | 20 | DCV98 | D8378 | BFP000689 | Cleveland Aquatic Centre 222-230 Russell Street Cleveland QLD 4163 | Redland City Council As Trustee Sport & Community Facilities Unit | 38212 | PO Box 1132 CLEVELAND QLD 4163 | CMP | 277424 | HOSE TAP (CHLORINE ROOM)
2015-09-24 | IP | VALVETEC | 15 | DCV98 | D14173 | BFP000690 | Cleveland Aquatic Centre 222-230 Russell Street Cleveland QLD 4163 | Redland City Council As Trustee Sport & Community Facilities Unit | 38212 | PO Box 21 Cleveland QLD 4163 | 2 | 81787 | HOSE TAP (LADIES TOILET)
2015-09-22 | IP | VALVETEC | 25 | DCV98 | D14194 | BFP000691 | Cleveland Aquatic Centre 222-230 Russell Street Cleveland QLD 4163 | Redland City Council As Trustee Sport & Community Facilities Unit | 38212 | PO Box 21 Cleveland QLD 4163 | 2 | 81787 | FIRE HOSE REEL
2015-09-22 | IP | VALVETEC | 25 | DCV98 | D14194 | BFP000691 | Cleveland Aquatic Centre 222-230 Russell Street Cleveland QLD 4163 | Redland City Council As Trustee Sport & Community Facilities Unit | 38212 | PO Box 1132 CLEVELAND QLD 4163 | CMP | 277424 | FIRE HOSE REEL
2015-09-22 | IP | VALVETEC | 15 | DCV98 | D14181 | BFP000692 | Cleveland Aquatic Centre 222-230 Russell Street Cleveland QLD 4163 | Redland City Council As Trustee Sport & Community Facilities Unit | 38212 | PO Box 1132 CLEVELAND QLD 4163 | CMP | 277424 | HOSE TAP (CANTEEN)
2015-09-24 | IP | VALVETEC | 20 | DCV98 | D8368 | BFP000693 | Cleveland Aquatic Centre 222-230 Russell Street Cleveland QLD 4163 | Redland City Council As Trustee Sport & Community Facilities Unit | 38212 | PO Box 21 Cleveland QLD 4163 | 2 | 81787 | HOSE TAP (GARDEN)
2015-09-22 | IP | VALVETEC | 15 | DCV98 | 14174 | BFP000694 | Cleveland Aquatic Centre 222-230 Russell Street Cleveland QLD 4163 | Redland City Council As Trustee Sport & Community Facilities Unit | 38212 | PO Box 1132 CLEVELAND QLD 4163 | CMP | 277424 | HOSE TAP (NEAR PARA TOILET)
2014-09-16 | IP | VALVETEC | 15 | DCV98 | D14171 | BFP000695 | Cleveland Aquatic Centre 222-230 Russell Street Cleveland QLD 4163 | Redland City Council As Trustee Sport & Community Facilities Unit | 38212 | PO Box 21 Cleveland QLD 4163 | 2 | 81787 | HOSE TAP (FILTER ROOM)
2015-09-22 | IP | VALVETEC | 15 | DCV98 | D14195 | BFP000696 | Cleveland Aquatic Centre 222-230 Russell Street Cleveland QLD 4163 | Redland City Council As Trustee Sport & Community Facilities Unit | 38212 | PO Box 1132 CLEVELAND QLD 4163 | CMP | 277424 | HOSE TAP (MALE TOILET)
2015-09-22 | IP | VALVETEC | 15 | DCV98 | D14177 | BFP000697 | Cleveland Aquatic Centre 222-230 Russell Street Cleveland QLD 4163 | Redland City Council As Trustee Sport & Community Facilities Unit | 38212 | PO Box 21 Cleveland QLD 4163 | 2 | 81787 | HOSE TAP (NEAR FIRST AID ROOM)
2015-09-22 | IP | VALVETEC | 20 | DCV98 | D8344 | BFP000698 | Cleveland Aquatic Centre 222-230 Russell Street Cleveland QLD 4163 | Redland City Council As Trustee Sport & Community Facilities Unit | 38212 | PO Box 1132 CLEVELAND QLD 4163 | CMP | 277424 | HOSE TAP (GRAND STAND)
2015-09-22 | IP | Tyco | 20 | DC03 | 48154 | BFP000699 | Cleveland Aquatic Centre 222-230 Russell Street Cleveland QLD 4163 | Redland City Council As Trustee Sport & Community Facilities Unit | 38212 | PO Box 21 Cleveland QLD 4163 | 2 | 81787 | HOSE TAP (BETWEEN 25M AND 50M POOL)
2017-12-07 | ZP | VALVCHEQ | 20 | RP03 | 87138 | BFP000700 | Ambulance Station 45 Gordon Road Redland Bay QLD 4165 | Queensland Emergency Services | 242750 | GPO BOX 625 BRISBANE QLD 4001 | 6 | 73444 | At back of building on hose tap lines
2014-06-16 | ZP | VALVTEC | 20 | DCV98 | D14053 | BFP000701 | 176 Redland Bay Road Capalaba QLD 4157 | G James Capalaba CTS The Body Corporate | 205702 | 1084 Kingsford Smith Drive EAGLE FARM QLD 4009 | BC | 215163 | On irrigation system near water meter left hand side of driveway
2017-01-05 | IP | FEBCI | 20 | 805YE | A19403 | BFP000702 | 23-25 Neumann Road Capalaba QLD 4157 | Lukanjoe Pty Ltd | 60266 | 35 Keel Street Birkdale QLD 4159 | CMP | 119906 | CHILLER MACHINE
2017-01-05 | IP | FEBCO | 40 | 805YE | A14878 | BFP000703 | 23-25 Neumann Road Capalaba QLD 4157 | Lukanjoe Pty Ltd | 60266 | C/- Colliers International PO Box 844 SURFERS PARADISE QLD 4217 | CMP | 223587 | MAIN ENTRANCE OF BUILDING LHS
2017-01-05 | IP | FEBCO | 20 | 825YE | A005879 | BFP000704 | 23-25 Neumann Road Capalaba QLD 4157 | Lukanjoe Pty Ltd | 60266 | 35 Keel Street Birkdale QLD 4159 | CMP | 119906 | FRONT GATE NEXT TO WATER METER LHS
2017-01-05 | IP | FEBCO | 20 | 805YE | A13007 | BFP000705 | 23-25 Neumann Road Capalaba QLD 4157 | Lukanjoe Pty Ltd | 60266 | 35 Keel Street Birkdale QLD 4159 | CMP | 119906 | DOUGH MAKING MACHINE
2017-01-05 | IP | FEBCO | 20 | 805YE | A18100 | BFP000706 | 23-25 Neumann Road Capalaba QLD 4157 | Lukanjoe Pty Ltd | 60266 | 35 Keel Street Birkdale QLD 4159 | CMP | 119906 | DOUGH MAKING MACHINE
2015-07-01 | IP | COMBRACO | 25 | 4O105A21 | BP075 | BFP000707 | Norm Price Park - Redland Showgrounds 44 Smith Street Cleveland QLD 4163 | Redland City Council As Trustee Sport & Community Facilities Unit | 353100 | PO Box 21 Cleveland QLD 4163 | 2 | 81787 | Under hall LHS of building next to rear stairs
2016-12-16 | IP | Febco | 25 | 860L | H12968 | BFP000708 | South Street Depot 199-205 South Street Cleveland QLD 4163 | Redland City Council Facilities Services | 302420 | PO Box 21 Cleveland QLD 4163 | 5 | 80335 | Right side, front of mosquito shed
2018-01-11 | CP | TYCO | 50 | RP03 | 60557 | BFP000709 | Carmel College 20-22 Ziegenfusz Road Thornlands QLD 4164 | The Corporation Of The Trustees Of The Roman Catholic Archdiocese Of Brisbane | 31826 | GPO BOX 282 BRISBANE QLD 4001 | 8 | 37993 | H Block
2018-01-11 | ZP | FEBCO | 25 | 860L | 4798 | BFP000710 | Carmel College 20-22 Ziegenfusz Road Thornlands QLD 4164 | The Corporation Of The Trustees Of The Roman Catholic Archdiocese Of Brisbane | 31826 | GPO BOX 282 BRISBANE QLD 4001 | 8 | 37993 | Science Building
2016-03-23 | IP | FEBCO | 25 | 805YE | A010920 | BFP000711 | 29 Loraine Street Capalaba QLD 4157 | The State Of Qld (Rep By Dept Of Communities) Redland City Council Community Futures | 200360 | CAPALABA COMMUNITY CENTRE INC PO BOX 337 CAPALABA QLD 4157 | 6 | 14798 | Ground floor fire hose reel
2016-03-23 | IP | FEBCO | 20 | 825YE | A031893 | BFP000712 | 29 Loraine Street Capalaba QLD 4157 | The State Of Qld (Rep By Dept Of Communities) Redland City Council Community Futures | 200360 | PO Box 21 Cleveland QLD 4163 | 5 | 268503 | Air con compound outside west wall
2017-08-25 | ZP | VALVETEC | 32 | RPZ98 | R20271 | BFP000713 | 143-153 Birkdale Road Birkdale QLD 4159 | Ver Custodian Pty Ltd | 373 | Attn: Alison Fletcher (MRP131) GPO Box 872K MELBOURNE VIC 3001 | CMP | 505 | On boundary near water meter
2014-11-12 | CP | VALVTEC | 40 | DCV98 | r14275 | BFP000715 | 130-136 Redland Bay Road Capalaba QLD 4157 | Eastcote Pty Ltd As Trustee | 362550 | Suite 4/47 Park Road MILTON QLD 4064 | TST | 93253 | In garden bed at front right of building
2017-11-03 | ZP | VALVTEC | 20 | RPZ98 | R11253 | BFP000716 | Pump Station 29 Ferry Road Thorneside QLD 4158 | Redland City Council Redland Water Attn: Mgr Treatment Operations (Sewerage) | 57076 | PO Box 21 Cleveland QLD 4163 | 5 | 1498 | PUMP STATION 29
2016-12-22 | ZP | VALCHEQ | 40 | RP03 | 163680 | BFP000717 | Fir Street Victoria Point QLD 4165 | Redland City Council As Trustee City Infrastructure | 44593 | PO Box 21 Cleveland QLD 4163 | 5 | 2 | Pump Station 67 - In garden near Hydrant
2012-05-23 | IP | WATTS | 100 | 709 | 1771 | BFP000718 | Cleveland Aquatic Centre 222-230 Russell Street Cleveland QLD 4163 | Redland City Council As Trustee Sport & Community Facilities Unit | 38212 | PO Box 1132 CLEVELAND QLD 4163 | CMP | 277424 | 50M POOL
2012-05-23 | CP | WATTS | 100 | 709 | 1689 | BFP000719 | Cleveland Aquatic Centre 222-230 Russell Street Cleveland QLD 4163 | Redland City Council As Trustee Sport & Community Facilities Unit | 38212 | PO Box 21 Cleveland QLD 4163 | 2 | 81787 | Containment Protection Boundary
2017-02-18 | CP | VALVETEC | 15 | RP03 | 86140 | BFP000720 | Capalaba Shopping Village 189-201 Old Cleveland Road Capalaba QLD 4157 | Body Corporate for Capalaba Shopping Village CTS 21174 | 8791 | C/- Capalaba Medical Centre 189 Old Cleveland Road CAPALABA QLD 4157 | BC | 10956 | In dental surgery inside compressor room beside compressor
2017-03-23 | ZP | VACCEQ | 25 | RP03 | 93928 | BFP000721 | Sylvan Woods Nursing Home 498-500 Old Cleveland Road East Birkdale QLD 4159 | Australian Aged Care (No 2) Pty Limited As Trustee | 26860 | C/- Allity Pty Ltd Level 1, 39 Albany Street CROWS NEST NSW 2065 | TST | 106485 | Laundry - Hot Water
2017-03-24 | ZP | Vaivcheq | 25 |  | 160227 | BFP000722 | Sylvan Woods Nursing Home 498-500 Old Cleveland Road East Birkdale QLD 4159 | Australian Aged Care (No 2) Pty Limited As Trustee | 26860 | C/- Allity Pty Ltd Level 1, 39 Albany Street CROWS NEST NSW 2065 | TST | 106485 | Laundry - Cold Water
2017-03-24 | IP | TYCO | 15 | RP03 | 74224 | BFP000724 | Sylvan Woods Nursing Home 498-500 Old Cleveland Road East Birkdale QLD 4159 | Australian Aged Care (No 2) Pty Limited As Trustee | 26860 | C/- Allity Pty Ltd Level 1, 39 Albany Street CROWS NEST NSW 2065 | TST | 106485 | Endeavour Court - Cleaning Cupboard
2016-09-12 | IP | VALVETEC | 15 | RP03 | 93793 | BFP000725 | Sylvan Woods Nursing Home 498-500 Old Cleveland Road East Birkdale QLD 4159 | Australian Aged Care (No 2) Pty Limited As Trustee | 26860 | C/- Allity Pty Ltd Level 1, 39 Albany Street CROWS NEST NSW 2065 | TST | 106485 | Outside Kitchen
2016-09-12 | ZP | TYCO | 25 | RP03 | 93788 | BFP000727 | Sylvan Woods Nursing Home 498-500 Old Cleveland Road East Birkdale QLD 4159 | Australian Aged Care (No 2) Pty Limited As Trustee | 26860 | C/- Allity Pty Ltd Level 1, 39 Albany Street CROWS NEST NSW 2065 | TST | 106485 | Weewondilla Pan Room
2016-04-14 | IP | VALVETEC | 50 | 860L | H02110 | BFP000728 | Howlett Road Capalaba QLD 4157 | Queensland Bulk Water Supply Authority Trading As SEQ Water | 28154 | PO Box 21 Cleveland QLD 4163 | 5 | 80332 | Sludge Dewatering Plant
2016-04-14 | ZP | VALVETEC | 32 | RP03 | 902291 | BFP000729 | Howlett Road Capalaba QLD 4157 | Queensland Bulk Water Supply Authority Trading As SEQ Water | 28154 | PO Box 328 IPSWICH QLD 4305 | CMP | 335800 | Beside the concentrate tank
2012-04-21 | IP | VALVETEC | 25 | RPZ98 | 105381 | BFP000730 | Howlett Road Capalaba QLD 4157 | Queensland Bulk Water Supply Authority Trading As SEQ Water | 28154 | PO Box 21 Cleveland QLD 4163 | 5 | 80332 | Near industrial gas cylinders for Lab
2017-09-25 | ZP | Valvetec | 20 | RPZ98 | R15197 | BFP000732 | Body Corporate Bay Breeze 123-125 Shore Street North Cleveland QLD 4163 | Body Corporate for Bay Breeze CTS 29757 | 205928 | PO Box 915 CLEVELAND QLD 4163 | BC | 217001 | Next to meter irrigation system
2017-01-27 | IP | VALVEC | 25 | DC95 | 94340 | BFP000733 | Cleveland Plaza 48 Bloomfield Street Cleveland QLD 4163 | Cleveland Plaza Pty Ltd | 2587 | Cleveland Plaza 48 Bloomfield Street Cleveland QLD 4163 | CMP | 460848 | Laneway behind men's wear shop at fire reel
2017-01-27 | IP | VALVTEC | 25 | DC95 | 6476 | BFP000735 | Cleveland Plaza 48 Bloomfield Street Cleveland QLD 4163 | Cleveland Plaza Pty Ltd | 2587 | C/- K2 Private Property PO Box 7120 BRISBANE QLD 4001 | CMP | 3247 | 1st floor outside ladies toilets under fire reel
2016-01-21 | IP | WATTS | 25 | DCV007 | 3869 | BFP000737 | Victoria Point Shopping Centre 2-34 Bunker Road Victoria Point QLD 4165 | Lipoma Pty Ltd As Trustee | 237850 | PO Box 3354 VICTORIA POINT WEST QLD 4165 | TST | 114027 | FHR - Outside Centre Management
2016-01-21 | IP | VALVETEC | 25 | DCV98 | D14511 | BFP000738 | Victoria Point Shopping Centre 2-34 Bunker Road Victoria Point QLD 4165 | Lipoma Pty Ltd As Trustee | 237850 | PO Box 3354 VICTORIA POINT WEST QLD 4165 | TST | 114027 | Best and Less loading dock fire hose reel
2016-01-21 | ZP | WATTS | 25 | 009AUS | 13264 | BFP000740 | Victoria Point Shopping Centre 2-34 Bunker Road Victoria Point QLD 4165 | Lipoma Pty Ltd As Trustee | 237850 | PO Box 3354 VICTORIA POINT WEST QLD 4165 | TST | 114027 | Above roof near toilet block northern end
2017-08-25 | CP | FEBCO | 50 | 825Y | 6330 | BFP000741 | Charlie Buckler Sportsfield 762 Redland Bay Road Redland Bay QLD 4165 | Redland City Council City Spaces | 31971 | PO Box 21 Cleveland QLD 4163 | 5 | 70036 | CHARLIE BUCKNER SPORTS FIELD
2016-01-21 | IP | FEBCO | 25 | 805YE | 18786 | BFP000742 | Victoria Point Shopping Centre 2-34 Bunker Road Victoria Point QLD 4165 | Lipoma Pty Ltd As Trustee | 237850 | PO Box 3354 VICTORIA POINT WEST QLD 4165 | TST | 114027 | Fire Hose Reel outside toilets
2013-11-21 | ZP | WATTS | 50 | 909 | 35120 | BFP000743 | Salford Waters Park 43A Adrian Street Victoria Point QLD 4165 | Redland City Council City Spaces | 50722 | PO Box 21 Cleveland QLD 4163 | 5 | 70036 | IN PARK BEHIND SALFORD WATERS ESTATE IN GARDEN NEXT TO PARTH
2016-07-07 | ZP | FEBCO | 25 | 825Y | A014540 | BFP000744 | South Street Depot 199-205 South Street Cleveland QLD 4163 | Redland City Council Facilities Services | 302420 | PO Box 21 Cleveland QLD 4163 | 5 | 80335 | Parks Float Shed
2006-10-18 | ZP | FEBCO | 25 | 805Y | A17804 | BFP000745 | Judy Holt Sportsfield 539-553 Old Cleveland Road East Birkdale QLD 4159 | Redland City Council As Trustee City Spaces | 281320 | PO Box 21 Cleveland QLD 4163 | 2 | 80336 | Bailey and Randall Roads roundabout, Birkdale
2010-04-09 | ZP | FEBCO | 25 | 805Y | A16200 | BFP000746 | 112 Colburn Avenue Victoria Point QLD 4165 | Redland City Council City Spaces | 215380 | PO Box 21 Cleveland QLD 4163 | 5 | 70036 | SERVICING GARDENS AT COLBURN AVENUE SHOPS, LOCATED IN FRONT OF HOUSE 112 COLBURN AVENUE
2011-03-17 | ZP | valvtec | 40 | RPZ98 | R15703 | BFP000747 | Howlett Road Capalaba QLD 4157 | Queensland Bulk Water Supply Authority Trading As SEQ Water | 28154 | PO Box 21 Cleveland QLD 4163 | 5 | 80332 | Waste Water Treatment Plant
2012-08-03 | IP | FEBCO | 25 | 805Y | 1740 | BFP000748 | 68 Redland Bay Road Capalaba QLD 4157 | Body Corporate for Bayside Business Park CTS 24175 | 59627 | C/- B & D Body Corporate Management PO Box 539 CLEVELAND QLD 4163 | BC | 76155 | Behind Meter and 1st Double Checkvalve
2017-02-22 | IP | WATTS | 20 | 009M2 | 11418 | BFP000749 | Wellington Park Private Care 16 Balmoral Street Wellington Point QLD 4160 | Superior Care Group Pty Ltd | 52504 | 16 Balmoral Street WELLINGTON POINT QLD 4160 | CMP | 11131 | Wash down area for garbage beside big gas tank
2017-02-22 | ZP | VALVETEC | 40 | DCV98 | D14238 | BFP000750 | Wellington Park Private Care 16 Balmoral Street Wellington Point QLD 4160 | Superior Care Group Pty Ltd | 52504 | 16 Balmoral Street WELLINGTON POINT QLD 4160 | CMP | 11131 | Inside maintenace room in laundry block
2017-02-22 | ZP | VALVCHEQ | 25 | RP03 | 97905 | BFP000751 | Wellington Park Private Care 16 Balmoral Street Wellington Point QLD 4160 | Superior Care Group Pty Ltd | 52504 | 16 Balmoral Street WELLINGTON POINT QLD 4160 | CMP | 11131 | Inside laundry servicing washing machines (cold water)
2017-02-21 | ZP | Tyco | 25 | RP03 | 92841 | BFP000752 | Wellington Park Private Care 16 Balmoral Street Wellington Point QLD 4160 | Superior Care Group Pty Ltd | 52504 | 16 Balmoral Street WELLINGTON POINT QLD 4160 | CMP | 11131 | Inside laundry servicing washing machines (hot water)
2017-02-22 | IP | Tyco | 20 | RP03 | 49194 | BFP000753 | Wellington Park Private Care 16 Balmoral Street Wellington Point QLD 4160 | Superior Care Group Pty Ltd | 52504 | 16 Balmoral Street WELLINGTON POINT QLD 4160 | CMP | 11131 | Outside laundry area in wash down bay beside roller door
2017-02-22 | ZP | Valvcjeq | 20 | RP03 | 86832 | BFP000754 | Wellington Park Private Care 16 Balmoral Street Wellington Point QLD 4160 | Superior Care Group Pty Ltd | 52504 | 16 Balmoral Street WELLINGTON POINT QLD 4160 | CMP | 11131 | Inside pan room (cold water)
2017-02-22 | ZP | Tyco | 15 | RP03 | 78486 | BFP000755 | Wellington Park Private Care 16 Balmoral Street Wellington Point QLD 4160 | Superior Care Group Pty Ltd | 52504 | 16 Balmoral Street WELLINGTON POINT QLD 4160 | CMP | 11131 | Sapphire Lodge - sanitiser room under sink (hot water)
2017-02-22 | IP | VALVETEC | 20 | RPZ98 | 72114 | BFP000756 | Wellington Park Private Care 16 Balmoral Street Wellington Point QLD 4160 | Superior Care Group Pty Ltd | 52504 | 16 Balmoral Street WELLINGTON POINT QLD 4160 | CMP | 11131 | Inside pan room on A Wing (cold water)
2017-02-22 | IP | VALVETEC | 15 | RPZ98 | 72083 | BFP000757 | Wellington Park Private Care 16 Balmoral Street Wellington Point QLD 4160 | Superior Care Group Pty Ltd | 52504 | 16 Balmoral Street WELLINGTON POINT QLD 4160 | CMP | 11131 | Inside pan room on A Wing (hot water)
2017-02-22 | ZP | Tyco | 20 | RP03 | 78328 | BFP000758 | Wellington Park Private Care 16 Balmoral Street Wellington Point QLD 4160 | Superior Care Group Pty Ltd | 52504 | 16 Balmoral Street WELLINGTON POINT QLD 4160 | CMP | 11131 | Inside pan room on B Wing (cold water)
2017-02-22 | IP | Valvecheq | 15 | RP03 | 84199 | BFP000759 | Wellington Park Private Care 16 Balmoral Street Wellington Point QLD 4160 | Superior Care Group Pty Ltd | 52504 | 16 Balmoral Street WELLINGTON POINT QLD 4160 | CMP | 11131 | Inside pan room on B Wing (hot water)
2017-02-22 | IP | VALVETEC | 25 | DCV98 | 77104 | BFP000760 | Wellington Park Private Care 16 Balmoral Street Wellington Point QLD 4160 | Superior Care Group Pty Ltd | 52504 | 16 Balmoral Street WELLINGTON POINT QLD 4160 | CMP | 11131 | On back of admin block - fire hose reel
2017-11-28 | IP | FEBCO | 25 |  | 18698 | BFP000761 | Redlands College 36-44 Anson Road Wellington Point QLD 4160 | Redlands Combined Independent College Inc | 27962 | 38 Anson Road Wellington Point QLD 4160 | EDU | 33100 | Near rear door next to reception desk
2015-06-30 | IP | Febco | 15 | 860L | H19422 | BFP000762 | South Street Depot 199-205 South Street Cleveland QLD 4163 | Redland City Council Facilities Services | 302420 | PO Box 21 Cleveland QLD 4163 | 5 | 80335 | Inspection bay/pit Fleet office building
2016-07-07 | ZP | COMBRACO | 25 | 40205A21 | 402A521 | BFP000763 | South Street Depot 199-205 South Street Cleveland QLD 4163 | Redland City Council Facilities Services | 302420 | PO Box 21 Cleveland QLD 4163 | 5 | 80335 | Wash down bay
2017-09-22 | IP | FEBCO | 20 | 860L | H23552 | BFP000765 | AVEO Cleveland Gardens 66-68 Bainbridge Street Ormiston QLD 4160 | Cleveland Gardens Pty Ltd | 200337 | Cleveland Gardens Retirement Village 83 Freeth Street West Ormiston QLD 4160 | CMP | 1440 | Homestead garden left side of front stairs
2017-11-30 | ZP | Tyco | 65 | DC03 | 108821 | BFP000768 | Marebello Retirement Village 537-547 Redland Bay Road Victoria Point QLD 4165 | Marebello Property Pty Ltd As Trustee | 203621 | 1/2000 Logan Road UPPER MOUNT GRAVATT QLD 4122 | TST | 422199 | Irrigation line inside front fence
2017-11-30 | ZP | Tyco | 65 | DC03 | 108821 | BFP000768 | Marebello Retirement Village 537-547 Redland Bay Road Victoria Point QLD 4165 | Marebello Property Pty Ltd As Trustee | 203621 | 303 ARCHER STREET CHANDLER QLD 4155 | TST | 106632 | Irrigation line inside front fence
2017-11-15 | IP | VALVTEC | 65 | DCV98 | D11472 | BFP000769 | Marebello Retirement Village 537-547 Redland Bay Road Victoria Point QLD 4165 | Marebello Property Pty Ltd As Trustee | 203621 | 1/2000 Logan Road UPPER MOUNT GRAVATT QLD 4122 | TST | 422199 | Gardenia wing on external wall fire line west end
2017-11-15 | IP | VALVTEC | 65 | DCV98 | D11472 | BFP000769 | Marebello Retirement Village 537-547 Redland Bay Road Victoria Point QLD 4165 | Marebello Property Pty Ltd As Trustee | 203621 | 303 ARCHER STREET CHANDLER QLD 4155 | TST | 106632 | Gardenia wing on external wall fire line west end
2017-05-09 | ZP | FEBCO | 32 | 825Y | A000825 | BFP000770 | 38-44 Enterprise Street Cleveland QLD 4163 | Pryde Earthmoving & Excavations Pty Ltd As Trustee | 50456 | PO BOX 1875 CLEVELAND DC QLD 4163 | CMP | 109434 | Beside water meter near the west gate
2017-10-31 | IP | Tyco | 25 | DC95 | 67037 | BFP000771 | 101 Valley Way Mount Cotton QLD 4165 | Powercat Partners Pty Ltd | 57514 | PO Box 7720 BUNDALL GCMC QLD 9726 | CMP | 322928 | Under Fire Hose Reel beside Breeze Way
2015-12-11 | ZP | FEBCO | 20 | 825Y | 3117 | BFP000773 | Dunwich High School 10 East Coast Road Dunwich QLD 4183 | The State Of Qld Rep By Department Of Education & Training | 242310 | PO Box 15033 BRISBANE ALBERT STREET QLD 4002 | 6 | 287401 | Next to groundsman shed
2015-12-11 | ZP | FEBCO | 20 | 825Y | 3166 | BFP000774 | Dunwich High School 10 East Coast Road Dunwich QLD 4183 | The State Of Qld Rep By Department Of Education & Training | 242310 | PO BOX 37 DUNWICH QLD 4183 | 6 | 423340 | Dental van site
2008-02-07 | CP | FEBCO | 50 | 805Y | A19506 | BFP000776 | Redlands IndigiScapes Centre 17 Runnymede Road Capalaba QLD 4157 | Redland City Council City Spaces | 202909 | PO Box 21 Cleveland QLD 4163 | 5 | 70036 | 52A Lyndon Road Drivewy (near Church)
2015-12-01 | CP | valvetec | 100 | RP03 | RP011 | BFP000778 | 24-30 Enterprise Street Cleveland QLD 4163 | The Trust Company (Australia) Limited | 38008 | C/- Accounts Payable Locked Bag 4000 LIVERPOOL BC NSW 1871 | CMP | 14872 | At Boundary
2017-08-07 | ZP | VALVTEC | 32 | RPZ98 | R16322 | BFP000780 | Bay Village Shopping Centre 2-8 Stradbroke Street Redland Bay QLD 4165 | Carndale Pty Ltd | 206062 | PO Box 649 CLEVELAND QLD 4163 | CMP | 106649 | In garden bed at main carpark
2017-08-07 | ZP | VALVTEC | 25 | DCV98 | D15313 | BFP000781 | Bay Village Shopping Centre 2-8 Stradbroke Street Redland Bay QLD 4165 | Carndale Pty Ltd | 206062 | PO Box 649 CLEVELAND QLD 4163 | CMP | 106649 | At FHR outside public toilets (facing Stradbroke St)
2017-08-07 | ZP | Wilkins | 32 | 375RP | A197478 | BFP000782 | Bay Village Shopping Centre 2-8 Stradbroke Street Redland Bay QLD 4165 | Carndale Pty Ltd | 206062 | PO Box 649 CLEVELAND QLD 4163 | CMP | 106649 | Laundry Plant Room
2017-08-07 |  | VALVTEC | 25 | DCV98 | D14847 | BFP000783 | Bay Village Shopping Centre 2-8 Stradbroke Street Redland Bay QLD 4165 | Carndale Pty Ltd | 206062 | PO Box 649 CLEVELAND QLD 4163 | CMP | 106649 | FHR in cabinet in passage way
2017-08-07 |  | VALVTEC | 25 | DCV98 | D14823 | BFP000784 | Bay Village Shopping Centre 2-8 Stradbroke Street Redland Bay QLD 4165 | Carndale Pty Ltd | 206062 | PO Box 649 CLEVELAND QLD 4163 | CMP | 106649 | FHR at the rear of shops, near carpark
2017-08-07 |  | VALVTEC | 25 | DCV98 | 17809 | BFP000785 | Bay Village Shopping Centre 2-8 Stradbroke Street Redland Bay QLD 4165 | Carndale Pty Ltd | 206062 | PO Box 649 CLEVELAND QLD 4163 | CMP | 106649 | In garden bed near industrial bin near carpark
2017-10-12 | IP | Wilkins | 20 | 375RP | A314003 | BFP000786 | REDLANDS CENTREPOINT 2/8-16 Redland Bay Road Capalaba QLD 4157 | Mr Peter R Maguire Mrs Rhonda E Maguire | 11608 | 61 Summit Street Sheldon QLD 4157 | 0 | 33890 | Shop 2 A - Rear wall above sink
2017-11-17 |  | Valvtec | 25 | DCV98 | D15959 | BFP000787 | 34 Neumann Road Capalaba QLD 4157 | S T B S Pty Ltd As Trustee | 204104 | 5 Dorsal Drive Birkdale QLD 4159 | CMP | 74903 | On outside wall to fire hose reel
2014-02-10 | IP | FEBCO | 20 | 825YE | A010510 | BFP000788 | Sharks Sporting Club 325B Colburn Avenue Victoria Point QLD 4165 | Victoria Point Sharks Sporting Club Inc | 276140 | PO Box 3051 VICTORIA POINT WEST QLD 4165 | Sport | 268396 | Inside bin wash down area beside large LPG gas tank
2013-11-21 | CP | Febco | 25 | 805Y | 10817 | BFP000792 | South Street Depot 199-205 South Street Cleveland QLD 4163 | Redland City Council Facilities Services | 302420 | PO Box 21 Cleveland QLD 4163 | 5 | 80335 | Conservation Compound
2016-10-04 | ZP | CONBRACO | 15 | 40203A2I | IY062 | BFP000793 | Sewerage Treatment Plant 341 German Church Road Redland Bay QLD 4165 | Redland City Council Redland Water Attn: Mgr Treatment Operations (Sewerage) | 202579 | PO Box 21 Cleveland QLD 4163 | 5 | 1498 | Laboratory Sink (Hot Water)
2017-10-26 | CP | Febco | 40 | 805Y | A14869 | BFP000794 | 6 Jones Road Capalaba QLD 4157 | Sevilla Holdings Pty Ltd As Trustee Mikison Investments Pty Ltd As Trustee | 36001 | GPO Box 1478 MELBOURNE VIC 3001 | TST | 356196 | On water to FHR mains, front garden, RHS of driveway near water meter
2015-10-27 | ZP | Febco | 20 | 825YF | A010439 | BFP000795 | 6 Jones Road Capalaba QLD 4157 | Sevilla Holdings Pty Ltd As Trustee Mikison Investments Pty Ltd As Trustee | 36001 | C/- King & Co Property Management PO Box 1046 COORPAROO DC QLD 4151 | TST | 42845 | 2.5 metres left of right hand front boundary
2016-09-29 | ZP | VALVETEC | 25 | RPZ98 | R16406 | BFP000797 | Waterloo Chambers 143-147 Queen Street Cleveland QLD 4163 | Body Corporate for Waterloo Chambers CTS 30312 | 221760 | C/- B & D Body Corporate Management PO Box 539 CLEVELAND QLD 4163 | BC | 229178 | Garden in Waterloo Street
2016-09-29 | CP | Valvetec | 32 | DCV98 | D15521 | BFP000798 | Waterloo Chambers 143-147 Queen Street Cleveland QLD 4163 | Body Corporate for Waterloo Chambers CTS 30312 | 221760 | C/- B & D Body Corporate Management PO Box 539 CLEVELAND QLD 4163 | BC | 229178 | Fire Hose Reel located in walkway
2017-12-07 |  | VALTEC | 32 | DCV98 | D10904 | BFP000801 | Maridale Park Shops 76-84 Ney Road Capalaba QLD 4157 | Efstathis Property Group Pty Ltd As Trustee | 29110 | 20 Martingale Court Cleveland QLD 4163 | CMP | 389521 | Behind convenience store (Cnr) facing Greenup Street
2017-05-10 | IP | Febco | 20 | 860L | H31245 | BFP000803 | Capalaba Place & Library 14-16 Noeleen Street Capalaba QLD 4157 | Redland City Council Facilities Services | 11570 | PO Box 21 Cleveland QLD 4163 | 5 | 80335 | Garbage Room South-East corner of building
2017-06-14 | ZP | Watts | 40 | 009M2 | 1992 | BFP000808 | Yarrabee Centre of Care 185-211 Main Street Redland Bay QLD 4165 | The Uniting Church In Aust Property Trust As Trustee (Yarrabee Centre Of Care) | 206395 | Blue Care - Finance PO Box 375 MORAYFIELD QLD 4506 | TST | 118182 | On external wall right hand side of electric gate
2017-06-14 |  | Tyco | 20 | RP03 | 56445 | BFP000809 | Yarrabee Centre of Care 185-211 Main Street Redland Bay QLD 4165 | The Uniting Church In Aust Property Trust As Trustee (Yarrabee Centre Of Care) | 206395 | Blue Care - Finance PO Box 375 MORAYFIELD QLD 4506 | TST | 118182 | In cleaners room adjacent main kitchen (Hot Water)
2017-06-14 |  | VALVTEC | 20 | RPZ98 | r16527 | BFP000810 | Yarrabee Centre of Care 185-211 Main Street Redland Bay QLD 4165 | The Uniting Church In Aust Property Trust As Trustee (Yarrabee Centre Of Care) | 206395 | Blue Care - Finance PO Box 375 MORAYFIELD QLD 4506 | TST | 118182 | In cleaners room adjacent main kitchen (Cold Water)
2017-06-14 |  | TYCO | 20 | RP03 | 9738 | BFP000811 | Yarrabee Centre of Care 185-211 Main Street Redland Bay QLD 4165 | The Uniting Church In Aust Property Trust As Trustee (Yarrabee Centre Of Care) | 206395 | Blue Care - Finance PO Box 375 MORAYFIELD QLD 4506 | TST | 118182 | On hot water line in pan room outside Kingfisher wing
2017-06-14 |  | Tyco | 20 | RPZ | 97420 | BFP000812 | Yarrabee Centre of Care 185-211 Main Street Redland Bay QLD 4165 | The Uniting Church In Aust Property Trust As Trustee (Yarrabee Centre Of Care) | 206395 | Blue Care - Finance PO Box 375 MORAYFIELD QLD 4506 | TST | 118182 | On cold water line in pan room outside Kingfisher wing
2017-06-14 | ZP | VALVTEC | 20 | RPZ | R16500 | BFP000813 | Yarrabee Centre of Care 185-211 Main Street Redland Bay QLD 4165 | The Uniting Church In Aust Property Trust As Trustee (Yarrabee Centre Of Care) | 206395 | Blue Care - Finance PO Box 375 MORAYFIELD QLD 4506 | TST | 118182 | Cleaners Room -Kingfisher (Cold Water)
2017-06-14 |  | VALVTEC | 20 | RPZ98 | R16484 | BFP000814 | Yarrabee Centre of Care 185-211 Main Street Redland Bay QLD 4165 | The Uniting Church In Aust Property Trust As Trustee (Yarrabee Centre Of Care) | 206395 | Blue Care - Finance PO Box 375 MORAYFIELD QLD 4506 | TST | 118182 | Cleaners Room - Kingfisher (Hot Water)
2017-06-14 |  | Tyco | 20 | RP03 | 9838 | BFP000815 | Yarrabee Centre of Care 185-211 Main Street Redland Bay QLD 4165 | The Uniting Church In Aust Property Trust As Trustee (Yarrabee Centre Of Care) | 206395 | Blue Care - Finance PO Box 375 MORAYFIELD QLD 4506 | TST | 118182 | On external wall outside laundry in Kookarurra wing (Cold Water)
2017-06-14 |  | Tyco | 20 | RP03 | 84825 | BFP000816 | Yarrabee Centre of Care 185-211 Main Street Redland Bay QLD 4165 | The Uniting Church In Aust Property Trust As Trustee (Yarrabee Centre Of Care) | 206395 | Blue Care - Finance PO Box 375 MORAYFIELD QLD 4506 | TST | 118182 | On external wall outside laundry in Kookarurra wing (Hot Water)
2017-06-14 | ZP | Tyco | 20 | RP03 | 99997 | BFP000817 | Yarrabee Centre of Care 185-211 Main Street Redland Bay QLD 4165 | The Uniting Church In Aust Property Trust As Trustee (Yarrabee Centre Of Care) | 206395 | Blue Care - Finance PO Box 375 MORAYFIELD QLD 4506 | TST | 118182 | In cleaners room in hallway of Kookaburra wing (Cold Water)
2017-06-14 |  | Tyco | 20 | RP03 | 1547 | BFP000818 | Yarrabee Centre of Care 185-211 Main Street Redland Bay QLD 4165 | The Uniting Church In Aust Property Trust As Trustee (Yarrabee Centre Of Care) | 206395 | Blue Care - Finance PO Box 375 MORAYFIELD QLD 4506 | TST | 118182 | In cleaners room in hallway of Kookaburra wing (Hot Water)
2017-11-17 |  | CONBRACO | 20 | 40104A2I | GM184 | BFP000819 | 3 Christine Place Capalaba QLD 4157 | Ms Christine M Brewer Ms Peggy Brewer | 204092 | 423 Ford Road ROCHEDALE QLD 4123 | 0 | 221336 | Front Right Hand Side in Garden
2017-09-11 | IP | Febco | 20 | 860L | DR07-1019 | BFP000822 | 9 Merritt Street Capalaba QLD 4157 | Dolavat Pty Ltd | 11666 | 19 Whitehall Avenue Birkdale QLD 4159 | CMP | 8601 | At sink in mechanics workshop
2017-08-25 |  | Febco | 50 | 825y | 10734 | BFP000823 | Cascades Gardens 314 Colburn Avenue Victoria Point QLD 4165 | Redland City Council City Spaces | 22901 | PO Box 21 Cleveland QLD 4163 | 5 | 70036 | Cascade Gardens near Gazebo
2014-10-20 | IP | TYCO | 25 | DCV98 | D15816 | BFP000824 | 142 Redland Bay Road Capalaba QLD 4157 | Solanderi Pty Ltd | 11674 | C/- Ray White Commercial Pty Ltd Bayside PO Box 1197 CAPALABA QLD 4157 | CMP | 359000 | On FHR near fire exit
2014-01-13 | ZP | Watts | 25 | 007M1 | 3426 | BFP000825 | 142 Redland Bay Road Capalaba QLD 4157 | Solanderi Pty Ltd | 11674 | PO BOX 3012 SOUTH BRISBANE BC QLD 4101 | CMP | 14873 | LH Boundary near meter
2014-10-20 | IP | Tyco | 25 | DCV98 | d16207 | BFP000826 | 142 Redland Bay Road Capalaba QLD 4157 | Solanderi Pty Ltd | 11674 | C/- Ray White Commercial Pty Ltd Bayside PO Box 1197 CAPALABA QLD 4157 | CMP | 359000 | Inside main entrance right hand side FHR
2016-12-10 | ZP | VALVTEC | 25 | DCV98 | D10278 | BFP000827 | Faith Lutheran Junior School 130-138 Link Road Victoria Point QLD 4165 | Lutheran Church Of Australia Queensland District | 259840 | PO Box 5257 VICTORIA POINT QLD 4165 | 8 | 2550 | Under fire hose reel
2017-01-24 | IP | VALVTEC | 25 | DCV98 | D15410 | BFP000828 | 31-75 Taylor Road Sheldon QLD 4157 | Sheldon College | 400710 | PO Box 1188 Capalaba DC QLD 4157 | EDU | 72650 | On FHR front of senior college Mathematics building
2011-03-25 | ZP | FEBCO | 50 | 825Y | A007772 | BFP000829 | Capalaba Regional Park 13 Pittwin Road North Capalaba QLD 4157 | Redland City Council As Trustee City Spaces | 12858 | PO Box 21 Cleveland QLD 4163 | 2 | 80336 | Park - Irrigation
2007-11-13 | ZP | CONBRACO | 50 | 40208A21 | A7868 | BFP000834 | Norm Price Park - Redland Showgrounds 44 Smith Street Cleveland QLD 4163 | Redland City Council As Trustee Sport & Community Facilities Unit | 353100 | PO Box 21 Cleveland QLD 4163 | 2 | 81787 | End of cricket club toilets
2016-10-07 | ZP | Febco | 20 | 860L | H04865 | BFP000835 | Raby Bay Quays 12 Esperance Court Cleveland QLD 4163 | Body Corporate For Raby Bay Quays CTS 46213 | 56750 | C/- B & D Body Corporate Management PO Box 539 CLEVELAND QLD 4163 | BC | 66191 | Under window of bottom unit
2017-02-17 | ZP | VALVTEC | 25 | RPZ98 | R17562 | BFP000836 | Leslie Harrison Conservation Area 251 Mount Cotton Road Capalaba QLD 4157 | Redland City Council City Spaces | 28952 | PO Box 21 Cleveland QLD 4163 | 5 | 109973 | MT COTTON ROAD DIAGONALLY OPPOSITE JACARANDA STREET
2017-02-17 | ZP | VALVTEC | 25 | RPZ98 | R17566 | BFP000837 | Howlett Road Urban Habitat 56-58 Howlett Road Capalaba QLD 4157 | Redland City Council City Spaces | 54951 | PO Box 21 Cleveland QLD 4163 | 5 | 70036 | NEXT DOOR TO 56 HOWLETT ROAD
2017-08-25 | ZP | FEBCO | 20 | 825Y | A006048 | BFP000838 | Cascades Gardens 314 Colburn Avenue Victoria Point QLD 4165 | Redland City Council City Spaces | 22901 | PO Box 21 Cleveland QLD 4163 | 5 | 70036 | Cascade Gardens
2006-12-01 14:31 | ZP | FEBCO | 50 | 825Y | 6375 | BFP000839 | Raby Bay Foreshore Park 90-110 Masthead Drive Cleveland QLD 4163 | Redland City Council As Trustee City Spaces | 44993 | PO Box 21 Cleveland QLD 4163 | 2 | 80336 | Opposite House No:117
2013-01-07 | IP | TYCO | 32 | DCV98 | D16435 | BFP000840 | 33 Neumann Road Capalaba QLD 4157 | New Britain Catholic Investments Limited | 223630 | 35 Keel Street Birkdale QLD 4159 | CMP | 119906 | On fire service front of property
2012-12-17 | CP | TYCO | 32 | TP03 | 54012 | BFP000842 | Industry Place 2 Industry Place Capalaba QLD 4157 | Body Corporate for Industry Plaza CTS 30552 | 227820 | C/- Capitol Body Corporate Admin PO Box 326 ALDERLEY QLD 4051 | BC | 233125 | FRONT OF BUILDING - UNIT 1
2013-09-10 | CP | FEBCO | 50 | 825YE | 6669 | BFP000844 | Mater Private Hospital 41 Weippin Street Cleveland QLD 4163 | Mater Private Hospital | 240690 | 41 Weippin Street Cleveland QLD 4163 | HOS | 232323 | Mater Private Hospital - On Water Main Near Loading Dock
2017-05-27 | ZP | Valvetec | 20 | RPZ98 | R16774 | BFP000845 | Mater Private Hospital 41 Weippin Street Cleveland QLD 4163 | Mater Private Hospital | 240690 | 41 Weippin Street Cleveland QLD 4163 | HOS | 232323 | Mater Private Hospital - Asset No. 148866 - Behind Theatre Lunch Room Next to Sterilizer
2017-05-27 | ZP | Valvetec | 20 | RPZ98 | 16731 | BFP000846 | Mater Private Hospital 41 Weippin Street Cleveland QLD 4163 | Mater Private Hospital | 240690 | 41 Weippin Street Cleveland QLD 4163 | HOS | 232323 | Mater Private Hospital - Asset No. 168547 - In Cleaners Room in Operating Theatres
2011-05-17 | IP | Valvtec | 20 | RPZ98 | R13481 | BFP000847 | Mater Private Hospital 41 Weippin Street Cleveland QLD 4163 | Mater Private Hospital | 240690 | 41 Weippin Street Cleveland QLD 4163 | HOS | 232323 | Mater Private Hospital - Procedure Room in Operating Theatres
2011-04-21 | ZP | Valvetec | 20 | RPZ98 | 17500 | BFP000848 | Mater Private Hospital 41 Weippin Street Cleveland QLD 4163 | Mater Private Hospital | 240690 | 41 Weippin Street Cleveland QLD 4163 | HOS | 232323 | Mater Private Hospital - In Cleaners Room in Operating Theatres
2017-05-27 | IP | Tyco | 20 | RP03 | 65082 | BFP000849 | Mater Private Hospital 41 Weippin Street Cleveland QLD 4163 | Mater Private Hospital | 240690 | 41 Weippin Street Cleveland QLD 4163 | HOS | 232323 | Mater Private Hospital - Asset No. 112622 - In procedure Room in Operating Theatres
2017-05-18 | IP | Valvetec | 20 | RPZ98 | 65077 | BFP000850 | Mater Private Hospital 41 Weippin Street Cleveland QLD 4163 | Mater Private Hospital | 240690 | 41 Weippin Street Cleveland QLD 4163 | HOS | 232323 | Mater Private Hospital - Asset No. 112619 - Level 1 - Dirty Utility - Room No:1.71
2017-05-18 | IP | Tyco | 20 | RP03 | 65076 | BFP000851 | Mater Private Hospital 41 Weippin Street Cleveland QLD 4163 | Mater Private Hospital | 240690 | 41 Weippin Street Cleveland QLD 4163 | HOS | 232323 | Mater Private Hospital - Asset No. 112620 - Level One- Dirty Utility - Room No: 1.71
2017-05-18 | IP | Valvetec | 20 | RPZ98 | 83493 | BFP000852 | Mater Private Hospital 41 Weippin Street Cleveland QLD 4163 | Mater Private Hospital | 240690 | 41 Weippin Street Cleveland QLD 4163 | HOS | 232323 | Mater Private Hospital Asset No 148865 - Level One - Utility - Door No: 1.62
2017-05-18 | IP | Valvtec | 20 | RPZ98 | R13211 | BFP000853 | Mater Private Hospital 41 Weippin Street Cleveland QLD 4163 | Mater Private Hospital | 240690 | 41 Weippin Street Cleveland QLD 4163 | HOS | 232323 | Mater Private Hospital - Asset No. 148865 - Dirty Utility - Ground Floor - Day Surgery - Door No:1.29
2013-09-10 | IP | Valvetec | 20 | RPZ98 | R13554 | BFP000854 | Mater Private Hospital 41 Weippin Street Cleveland QLD 4163 | Mater Private Hospital | 240690 | 41 Weippin Street Cleveland QLD 4163 | HOS | 232323 | Mater Private Hospital - Day Surgery - Dirty Utility - Door No:G1.29
2017-05-18 | IP | Valvetec | 20 | RPZ98 | 65091 | BFP000855 | Mater Private Hospital 41 Weippin Street Cleveland QLD 4163 | Mater Private Hospital | 240690 | 41 Weippin Street Cleveland QLD 4163 | HOS | 232323 | Mater Private Hospital - Asset No. 112621 - Level One - Dirty Utility - Door No:1.62
2011-05-17 | IP | Valvetec | 20 | RPZ98 | R13497 | BFP000856 | Mater Private Hospital 41 Weippin Street Cleveland QLD 4163 | Mater Private Hospital | 240690 | 41 Weippin Street Cleveland QLD 4163 | HOS | 232323 | Mater Private Hospital - In Dirty Utility Room - Level 2 - Room No:2.70
2011-05-17 | IP | Valvetecc | 20 | RPZ98 | R13374 | BFP000857 | Mater Private Hospital 41 Weippin Street Cleveland QLD 4163 | Mater Private Hospital | 240690 | 41 Weippin Street Cleveland QLD 4163 | HOS | 232323 | Mater Private Hospital - Dirty Utility Room - Level 2 - Room No:2.70
2011-05-17 | IP | Valvetec | 20 | RPZ98 | R17555 | BFP000858 | Mater Private Hospital 41 Weippin Street Cleveland QLD 4163 | Mater Private Hospital | 240690 | 41 Weippin Street Cleveland QLD 4163 | HOS | 232323 | Mater Private Hospital - Dirty Utility Room - Level 2 - Room No:2.61
2011-05-17 | IP | Valvetec | 20 | RPZ98 | R13523 | BFP000859 | Mater Private Hospital 41 Weippin Street Cleveland QLD 4163 | Mater Private Hospital | 240690 | 41 Weippin Street Cleveland QLD 4163 | HOS | 232323 | Mater Private Hospital - Dirty Utility Room - Level 2 - Room No:2.61
2015-06-16 | IP | Febco | 25 | 805YE | 15245 | BFP000861 | Mater Private Hospital 41 Weippin Street Cleveland QLD 4163 | Mater Private Hospital | 240690 | 41 Weippin Street Cleveland QLD 4163 | HOS | 232323 | Mater Private Hospital - On Fire Hose Reel at Main Entrance
2017-07-19 | IP | Febco | 25 | 805YE | 12494 | BFP000862 | Mater Private Hospital 41 Weippin Street Cleveland QLD 4163 | Mater Private Hospital | 240690 | 41 Weippin Street Cleveland QLD 4163 | HOS | 232323 | Mater Private Hospital Asset No DCVR004 - On Fire Hose Reel in Specialist Medical Suites
2015-06-16 | IP | Febco | 25 | 805YE | 15543 | BFP000863 | Mater Private Hospital 41 Weippin Street Cleveland QLD 4163 | Mater Private Hospital | 240690 | 41 Weippin Street Cleveland QLD 4163 | HOS | 232323 | Mater Private Hospital - On Fire Hose Reel in Operating Theatres
2017-05-18 | IP | Febco | 25 | 805YE | 15421 | BFP000864 | Mater Private Hospital 41 Weippin Street Cleveland QLD 4163 | Mater Private Hospital | 240690 | 41 Weippin Street Cleveland QLD 4163 | HOS | 232323 | Mater Private Hospital - Asset No. DCVR006 - On Fire Hose Reel Near Door No:1.17
2017-05-18 | IP | Febco | 25 | 805YE | 15532 | BFP000865 | Mater Private Hospital 41 Weippin Street Cleveland QLD 4163 | Mater Private Hospital | 240690 | 41 Weippin Street Cleveland QLD 4163 | HOS | 232323 | Mater Private Hospital - Asset No. DCVR007 - On Fire Hose Reel Near Door No:1.76
2017-05-18 | IP | Febco | 25 | 805YE | 15513 | BFP000866 | Mater Private Hospital 41 Weippin Street Cleveland QLD 4163 | Mater Private Hospital | 240690 | 41 Weippin Street Cleveland QLD 4163 | HOS | 232323 | Mater Private Hospital - Asset No. DCVR008 - On Fire Hose Reel- Near Door No:2.16
2015-04-02 | IP | Febco | 25 | 805YE | 15269 | BFP000867 | Mater Private Hospital 41 Weippin Street Cleveland QLD 4163 | Mater Private Hospital | 240690 | 41 Weippin Street Cleveland QLD 4163 | HOS | 232323 | Mater Private Hospital - On Fire Hose Reel - Near Door No:2.60
2015-04-02 | IP | Febco | 25 | 805YE | 15341 | BFP000868 | Mater Private Hospital 41 Weippin Street Cleveland QLD 4163 | Mater Private Hospital | 240690 | 41 Weippin Street Cleveland QLD 4163 | HOS | 232323 | Mater Private Hospital - On Fire Hose Reel - Level 3 - Room No:2
2015-04-02 | IP | Febco | 25 | 805YE | 13375or175MWWF? | BFP000869 | Mater Private Hospital 41 Weippin Street Cleveland QLD 4163 | Mater Private Hospital | 240690 | 41 Weippin Street Cleveland QLD 4163 | HOS | 232323 | Mater Private Hospital - Level 3 - Plant Room No: 2 - Next to fire door
2011-05-09 | IP | Febco | 25 | 805YE | 15517 | BFP000870 | Mater Private Hospital 41 Weippin Street Cleveland QLD 4163 | Mater Private Hospital | 240690 | 41 Weippin Street Cleveland QLD 4163 | HOS | 232323 | Mater Private Hospital -On Fire Hose Reel in Carpark
2013-09-10 | ZP | Febco | 25 | 805YE | 5673 | BFP000871 | Mater Private Hospital 41 Weippin Street Cleveland QLD 4163 | Mater Private Hospital | 240690 | 41 Weippin Street Cleveland QLD 4163 | HOS | 232323 | Mater Private Hospital - Level 3 - Central Roof Area
2011-05-09 | IP | Febco | 25 | 805YE | 15336 | BFP000872 | Mater Private Hospital 41 Weippin Street Cleveland QLD 4163 | Mater Private Hospital | 240690 | 41 Weippin Street Cleveland QLD 4163 | HOS | 232323 | Mater Private Hospital - On Loading Dock Fire Hose Reel
2016-05-19 | IP | VALVTEC | 20 | RPZ98 | R17771 | BFP000873 | Bunnings Capalaba 5 Pittwin Road North Capalaba QLD 4157 | Bunnings Properties Pty Ltd | 203405 | C/- Knight Frank (AUS) PTY LTD GPO Box 146 BRISBANE QLD 4001 | ASO | 78169 | Front garden behind grease trap
2017-10-23 | ZP | VALVETED | 20 | DCV98 | D16610 | BFP000874 | 38 Neumann Road 38 Neumann Road Capalaba QLD 4157 | Body Corporate For 38 Neumann Road CTS 30397 | 225200 | C/- B & D Body Corporate Management PO Box 539 CLEVELAND QLD 4163 | BC | 230447 | On water supply to hose taps in garden beds.
2017-10-23 | IP | Valveted | 25 | DCV98 | D16878 | BFP000875 | 38 Neumann Road 38 Neumann Road Capalaba QLD 4157 | Body Corporate For 38 Neumann Road CTS 30397 | 225200 | C/- B & D Body Corporate Management PO Box 539 CLEVELAND QLD 4163 | BC | 230447 | On fire hose reel in unit 3 inside roller door
2017-10-23 | IP | Valvetec | 25 | DCV98 | D16927 | BFP000876 | 38 Neumann Road 38 Neumann Road Capalaba QLD 4157 | Body Corporate For 38 Neumann Road CTS 30397 | 225200 | C/- B & D Body Corporate Management PO Box 539 CLEVELAND QLD 4163 | BC | 230447 | On fire hose reel in unit 1 inside roller door
2016-10-14 | ZP | Valvtec | 15 | RPZ98 | R51476 | BFP000880 | 97-129 Dundas Street Ormiston QLD 4160 | Ormiston College Limited | 932 | PO Box 1835 CLEVELAND DC QLD 4163 | EDU | 1272 | Pool pump room beside hypochlorite solution
2016-10-14 | ZP | T7CO | 20 | RPZ98 | R18372 | BFP000881 | 97-129 Dundas Street Ormiston QLD 4160 | Ormiston College Limited | 932 | PO Box 1835 CLEVELAND DC QLD 4163 | EDU | 1272 | Behind science lab D
2016-10-14 | ZP | Tyco | 25 | RPZ98 | 51094 | BFP000882 | 97-129 Dundas Street Ormiston QLD 4160 | Ormiston College Limited | 932 | PO Box 1835 CLEVELAND DC QLD 4163 | EDU | 1272 | Outside science lab staff room
2017-03-03 | ZP | Tyco DCV | 50 | DCY98 | D18064 | BFP000884 | Cylinder Beach Caravan Park 130 East Coast Road Point Lookout QLD 4183 | Quandamooka Yoolooburrabee Aboriginal Corporation As Trustee | 312340 | C/- Cameron Costello 27 Rainbow Crescent DUNWICH QLD 4163 | TST | 377089 | Cylinder Beach camp ground
2016-07-22 | ZP | Tyco RP2 | 20 | RPZ98 | R19578 | BFP000885 | 23-25 Tramican Street Point Lookout QLD 4183 | Redland City Council As Trustee City Spaces | 4757 | PO Box 21 Cleveland QLD 4163 | 2 | 80336 | Pt Lookout Sewerage Treatment Plant
2016-07-22 | CP | Tyco RPZ | 20 | LPZ98 | R18260 | BFP000886 | 23-25 Tramican Street Point Lookout QLD 4183 | Redland City Council As Trustee City Spaces | 4757 | PO Box 21 Cleveland QLD 4163 | 2 | 80336 | Pt Lookout Sewerage Treatment Plant
2013-09-26 | ZP | FEBCO | 20 | 8257 | A006102 | BFP000888 | 14 Tombo Street Capalaba QLD 4157 | Jinx Cold Stores Pty Ltd As Trustee | 276270 | 18 Woodcrest Close Redland Bay QLD 4165 | TST | 407888 | Front wall right side
2017-08-29 | ZP | Valvtec | 15 mm | RPZ98 | R18534 | BFP000890 | RSL Services Club 206-210 Middle Street Cleveland QLD 4163 | Returned & Services League Of Australia (Qld Branch) | 1444 | PO BOX 1228 CLEVELAND QLD 4163 | ASO | 222557 | Beside 50mm water meter adjacent to carpark in Shore Street East
2017-10-09 | ZP | Febco | 25 mm | 8059e | A21161 | BFP000891 | 381-387 Main Road Wellington Point QLD 4160 | Hogan Hoteliers Pty Ltd | 7760 | PO Box 2060 WELLINGTON POINT QLD 4160 | CMP | 9637 | Rear fire hydrant
2017-10-09 | ZP | Febco | 20 mm | 825ye | 6025 | BFP000892 | 381-387 Main Road Wellington Point QLD 4160 | Hogan Hoteliers Pty Ltd | 7760 | PO Box 2060 WELLINGTON POINT QLD 4160 | CMP | 9637 | Right hand alley fountain
2014-12-09 | ZP | TYCO | 80 | RP03 | 92533 | BFP000893 | 24-30 Enterprise Street Cleveland QLD 4163 | The Trust Company (Australia) Limited | 38008 | C/- Charter Hall GPO Box 2704 SYDNEY NSW 2001 | CMP | 416215 | Boiler Room
2016-09-29 |  | Watts RPZ | 25 | 9 | 10849 | BFP000894 | 190 Birkdale Road Birkdale QLD 4159 | Aquatic Paradise Developments Pty Ltd As Trustee | 381 | C/- Ray White Commercial Pty Ltd Bayside PO Box 1197 CAPALABA QLD 4157 | TST | 112582 | Fire Hose Reel adjacent to bin wash area
2016-09-29 |  | Conbraco | 25 | 40105 | P8005 | BFP000896 | 190 Birkdale Road Birkdale QLD 4159 | Aquatic Paradise Developments Pty Ltd As Trustee | 381 | C/- Ray White Commercial Pty Ltd Bayside PO Box 1197 CAPALABA QLD 4157 | TST | 112582 | Fire hose reel cabinet in front of shops
2017-08-08 | IP | Combraco | 20 | RP03 | 11946 | BFP000898 | Council Chambers Building 91-93 Bloomfield Street Cleveland QLD 4163 | Redland City Council As Trustee Facilities Services | 1506 | PO Box 21 Cleveland QLD 4163 | 2 | 116616 | Hot water to Lab Sink
2017-08-08 | IP | Febco | 25 | 860L | 32163 | BFP000899 | Council Chambers Building 91-93 Bloomfield Street Cleveland QLD 4163 | Redland City Council As Trustee Facilities Services | 1506 | PO Box 21 Cleveland QLD 4163 | 2 | 116616 | Cold water to lab sink
2017-08-08 | IP | Febco | 20 | 860L | 32093 | BFP000900 | Cleveland Library Building 21-31 Bloomfield Street Cleveland QLD 4163 | Redland City Council Facilities Services | 1410 | PO Box 21 Cleveland QLD 4163 | 5 | 80335 | Air conditioning Plant Room Roof levels S/W corner of building
2006-11-27 09:59 | CP | Febco | 40 | 825y | 11463 | BFP000901 | Cleveland Point Recreation Reserve 242 Shore Street North Cleveland QLD 4163 | Redland City Council As Trustee City Spaces | 342360 | PO Box 21 Cleveland QLD 4163 | 2 | 80336 | Cleveland Point Reserve
2017-10-26 | ZP | Tyco | 32 | RP03 | 61398 | BFP000902 | Wynyard on Middle 117 Middle Street Cleveland QLD 4163 | Body Corporate For Wynyard On Middle CTS 30831 | 231590 | C/- Brisbay Pty Ltd PO Box 78 COOPERS PLAINS QLD 4108 | BC | 236558 | Garden Bed Beside Unit 8
2016-01-21 | ZP | Febco | 25 | 825Y | 11844 | BFP000903 | Victoria Point Shopping Centre 2-34 Bunker Road Victoria Point QLD 4165 | Lipoma Pty Ltd As Trustee | 237850 | PO Box 3354 VICTORIA POINT WEST QLD 4165 | TST | 114027 | In Hungry Jacks garden next to loading dock
2017-10-04 | ZP | Valvetec | 25 | RPZ98 | R19175 | BFP000904 | 314 Ney Road Capalaba QLD 4157 | Immanuel Congregation E L C R Brisbane Queensland Inc | 40117 | PO Box 5145 ALGESTER QLD 4115 | 0 | 76976 | On irrigation system near hot water system
2014-11-03 | IP | Tyco | 20 | RP03 | 76084 | BFP000905 | 311 Redland Bay Road Capalaba QLD 4157 | Mr Peter D McGhie | 29073 | 36 Mainroyal Court Cleveland QLD 4163 | TST | 296022 | Shed LHS rear of property and device at side of workshop (front)
2014-12-09 | ZP | TYCO | 150 | RP03 | 94442 | BFP000906 | 24-30 Enterprise Street Cleveland QLD 4163 | The Trust Company (Australia) Limited | 38008 | C/- Charter Hall GPO Box 2704 SYDNEY NSW 2001 | CMP | 416215 | Outside plant room at base of cooling tower.
2014-12-09 | ZP | Tyco | 50 | DCV98 | D17572 | BFP000907 | 24-30 Enterprise Street Cleveland QLD 4163 | The Trust Company (Australia) Limited | 38008 | C/- Accounts Payable Locked Bag 4000 LIVERPOOL BC NSW 1871 | CMP | 14872 | At front boundary
2014-02-07 | ZP | Tyco RPZ | 32 | RP03 | 69662 | BFP000908 | Redland Hospital 21 Weippin Street Cleveland QLD 4163 | Metro South Hospital And Health Service | 24265 | Redland Hospital Building & Maintenance PO Box 585 CLEVELAND QLD 4163 | 6 | 296855 | Water Tower RPS
2015-10-06 | ZP | Valvetec | 65 | RPZ98 | 104522 | BFP000909 | Redland Hospital 21 Weippin Street Cleveland QLD 4163 | Metro South Hospital And Health Service | 24265 | C/- Bayside Health Srv District V Quinlan PO Box 585 CLEVELAND QLD 4163 | 6 | 29488 | Main Boiler Plant Room Door 2.002 - Cold Wat Supply RPZ
2017-11-02 | CP | Vallvcheq | 100 | RP03 | 107601 | BFP000912 | Victoria Point WPCW 153 Link Road Victoria Point QLD 4165 | Redland City Council As Trustee Redland Water Attn: Mgr Treatment Operations (Sewerage) | 320140 | PO Box 8042 GOLD COAST MC QLD 9726 | TST | 363369 | Victoria Point WPCW at front gate
2017-09-22 | ZP | Tyco | 25 | RPZ98 | 160387 | BFP000914 | 2 Grant Street Cleveland QLD 4163 | Ms Ailsa M Morrison-Galt | 1386 | ACCOUNTS PAYABLE CALTEX AUSTRALIA 181/12 Commodore Drive PARADISE WATERS QLD 4217 | 0 | 1830 | On water supply to car wash in plant room
2017-02-09 | ZP | TYCO | 32 | DC03 | 9646 | BFP000916 | 53 Enterprise Street Cleveland QLD 4163 | Bazaar Furniture Traders Australia Pty Ltd | 50447 | 53 Enterprise Street Cleveland QLD 4163 | CMP | 417779 | Inside building adjacent internal stairs behind office.
2018-01-22 | ZP | TYCO | 25 | RPZ98 | R19168 | BFP000917 | Raby Bay Harbour Body Corporate 152-166 Shore Street West Cleveland QLD 4163 | Body Corporate For Raby Bay Harbour Principal CTS 30942 | 234280 | C/- Archers Body Corporate Management Pty Ltd GPO Box 3025 BRISBANE QLD 4001 | BC | 239140 | In front of Fiction Bar near twin pillar hydrant
2018-01-22 | ZP | TYCO | 80 | RPZ98 | R18974 | BFP000918 | Raby Bay Harbour Body Corporate 152-166 Shore Street West Cleveland QLD 4163 | Body Corporate For Raby Bay Harbour Principal CTS 30942 | 234280 | C/- Archers Body Corporate Management Pty Ltd GPO Box 3025 BRISBANE QLD 4001 | BC | 239140 | Beside fire booster cabinet Shore Street entrance (domestic c.w)
2005-11-25 | ZP | TYCO | 80 | RPZ98 | R17530 | BFP000920 | Raby Bay Harbour Body Corporate 152-166 Shore Street West Cleveland QLD 4163 | Body Corporate For Raby Bay Harbour Principal CTS 30942 | 234280 | C/- Archers Body Corporate Management Pty Ltd GPO Box 3025 BRISBANE QLD 4001 | BC | 239140 | Behind fire booster cabinet Masthead Drive entrance (domestic c.w)
2005-11-25 | IP | TYCO | 32 | DCV98 | D17584 | BFP000922 | Raby Bay Harbour Body Corporate 152-166 Shore Street West Cleveland QLD 4163 | Body Corporate For Raby Bay Harbour Principal CTS 30942 | 234280 | C/- Archers Body Corporate Management Pty Ltd GPO Box 3025 BRISBANE QLD 4001 | BC | 239140 | Beside fire booster cabinet Shore Street entry (fire hose reel)
2018-01-22 | IP | TYCO | 32 | DCV98 | D17287 | BFP000923 | Raby Bay Harbour Body Corporate 152-166 Shore Street West Cleveland QLD 4163 | Body Corporate For Raby Bay Harbour Principal CTS 30942 | 234280 | C/- Archers Body Corporate Management Pty Ltd GPO Box 3025 BRISBANE QLD 4001 | BC | 239140 | Behind fire booster cabinet MastheadDrive entrance (fire hose reel)
2005-11-25 | ZP | TYCO | 20 | RPZ98 | R19442 | BFP000924 | Raby Bay Harbour Body Corporate 152-166 Shore Street West Cleveland QLD 4163 | Body Corporate For Raby Bay Harbour Principal CTS 30942 | 234280 | C/- Archers Body Corporate Management Pty Ltd GPO Box 3025 BRISBANE QLD 4001 | BC | 239140 | Level 2 SE corner of complex in service room
2005-11-25 | ZP | TYCO | 25 | RPZ98 | R19191 | BFP000925 | Raby Bay Harbour Body Corporate 152-166 Shore Street West Cleveland QLD 4163 | Body Corporate For Raby Bay Harbour Principal CTS 30942 | 234280 | C/- Archers Body Corporate Management Pty Ltd GPO Box 3025 BRISBANE QLD 4001 | BC | 239140 | Level 2 East side in carpark, climb stairs to service room
2018-01-11 | CP | FEBCO | 25 | 860L | 4780 | BFP000926 | Carmel College 20-22 Ziegenfusz Road Thornlands QLD 4164 | The Corporation Of The Trustees Of The Roman Catholic Archdiocese Of Brisbane | 31826 | GPO BOX 282 BRISBANE QLD 4001 | 8 | 37993 | Garden bed left hand side of chapel doors
2017-12-01 | ZP | VALVTEC | 25 | DVC98 | D17903 | BFP000927 | 51 Enterprise Street Cleveland QLD 4163 | Body Corporate For 51 Enterprise St CTS 31724 | 243010 | PO Box 1942 CLEVELAND DC QLD 4163 | BC | 250787 | RHS of Building Fire Hose Reel
2017-12-01 | ZP | valvcheq | 25 | DC03 | 161305 | BFP000928 | 49 Enterprise Street Cleveland QLD 4163 | Mr Colin R Clark Mrs Anne M Clark | 227700 | PO BOX 1857 CLEVELAND DC QLD 4163 | 0 | 37795 | LHS Front - Beside Office
2017-12-01 | IP | Valvtec | 25 | DCV98 | D17932 | BFP000929 | 49 Enterprise Street Cleveland QLD 4163 | Mr Colin R Clark Mrs Anne M Clark | 227700 | PO BOX 1857 CLEVELAND DC QLD 4163 | 0 | 37796 | FHR Energex opposite stairway to mezzanine
2017-12-01 | IP | Tyco | 20 | rp03 | 54893 | BFP000930 | 49 Enterprise Street Cleveland QLD 4163 | Mr Colin R Clark Mrs Anne M Clark | 227700 | PO BOX 1857 CLEVELAND DC QLD 4163 | 0 | 37795 | Beside washdown area at rear.
2017-12-01 | ZP | Tyco | 20 | rp03 | 54877 | BFP000931 | 49 Enterprise Street Cleveland QLD 4163 | Mr Colin R Clark Mrs Anne M Clark | 227700 | PO BOX 1857 CLEVELAND DC QLD 4163 | 0 | 37796 | Beside Washdown area at rear
2016-12-08 | ZP | Valvtec | 32 | RP03 | 95406 | BFP000932 | 51 Enterprise Street Cleveland QLD 4163 | Body Corporate For 51 Enterprise St CTS 31724 | 243010 | PO Box 1942 CLEVELAND DC QLD 4163 | BC | 250787 | Beside manhole far left hand side front (from Street)
2017-12-01 | ZP | Tyco | 25 | RP03 | 35966 | BFP000933 | 49 Enterprise Street Cleveland QLD 4163 | Mr Colin R Clark Mrs Anne M Clark | 227700 | PO BOX 1857 CLEVELAND DC QLD 4163 | 0 | 37795 | Truck washdown bay
2017-08-08 | ZP | Febco | 32 | 82YE | A009204 | BFP000934 | Council Chambers Building 91-93 Bloomfield Street Cleveland QLD 4163 | Redland City Council As Trustee Facilities Services | 1506 | PO Box 21 Cleveland QLD 4163 | 2 | 116616 | Between Library and Council Chambers in garden next to timer ramp
2016-02-11 | CP | TYCO | 32 | DV98 | D18266 | BFP000935 | 19 Moreton Bay Road Capalaba QLD 4157 | Mr Frank J Galea | 35279 | 37 Rangeview Street ROCHEDALE QLD 4123 | 0 | 41994 | Rear of fire hydrant block
2016-02-11 | CP | Clearflow | 20 | P59185 | 723GE | BFP000936 | 19 Moreton Bay Road Capalaba QLD 4157 | Mr Frank J Galea | 35279 | PO Box 408 WOODGATE BEACH QLD 4660 | 0 | 41992 | Front of building - irrigation system
2016-01-21 | IP | FEBCO | 25 | 805Y | 18507 | BFP000937 | Victoria Point Shopping Centre 2-34 Bunker Road Victoria Point QLD 4165 | Lipoma Pty Ltd As Trustee | 237850 | PO Box 3354 VICTORIA POINT WEST QLD 4165 | TST | 114027 | Fire Hose Reel outside Block Buster
2016-01-22 | IP | Febco | 25 | 805Y | 19956 | BFP000938 | Victoria Point Shopping Centre 2-34 Bunker Road Victoria Point QLD 4165 | Lipoma Pty Ltd As Trustee | 237850 | PO Box 3354 VICTORIA POINT WEST QLD 4165 | TST | 114027 | Outside Fruit Shop Fire Hose Reel
2016-02-28 | IP | FEBCO | 25 | 805YE | 24623 | BFP000939 | 63 Enterprise Street Cleveland QLD 4163 | Zonepine Pty Ltd As Trustee | 50451 | 36-38 Cane Street Redland Bay QLD 4165 | TST | 306867 | On Fire Hose Reel in driveway on right hand side of building at front
2016-02-28 | IP | Febco | 25 | 805YE | 24590 | BFP000940 | 63 Enterprise Street Cleveland QLD 4163 | Zonepine Pty Ltd As Trustee | 50451 | PO Box 1809 CLEVELAND DC QLD 4163 | 0 | 231889 | On Fire Hose Reel down right hand side of driveway at rear of shed
2015-02-25 | ZP | Valvcheq | 20 | RP03 | 87723 | BFP000941 | Ross Court 197-203 Bloomfield Street Cleveland QLD 4163 | Parsell Investments Pty Ltd As Trustee | 2732 | C/- L J Hooker Commercial Property Management Team PO Box 772 SPRINGWOOD QLD 4127 | TST | 78287 | Rear Fire door right hand side
2016-11-21 | IP | Valvtec | 25 | DC98 | D18637 | BFP000942 | 3 Neumann Road Capalaba QLD 4157 | Hammond Family Superannuation Pty Ltd As Trustee | 59940 | 5 Dorsal Drive Birkdale QLD 4159 | CMP | 74903 | Fire Hose Reel Store Room
2016-11-21 | IP | Valvtec | 25 | DC98 | D18686 | BFP000943 | 3 Neumann Road Capalaba QLD 4157 | Hammond Family Superannuation Pty Ltd As Trustee | 59940 | 7 Pennant Court Birkdale QLD 4159 | TST | 416867 | Fire Hose Reel Workshop
2016-11-21 | ZP | Valvtec | 25 | RP98 | R20494 | BFP000944 | 3 Neumann Road Capalaba QLD 4157 | Hammond Family Superannuation Pty Ltd As Trustee | 59940 | 5 Dorsal Drive Birkdale QLD 4159 | CMP | 74903 | Work shop area
2016-11-02 | IP | Tyco | 20 | RPZ03 | 70328 | BFP000946 | 364-374 Boundary Road Thornlands QLD 4164 | Mr David G Sonter | 31783 | PO Box 4259 WINMALEE NSW 2777 | 0 | 37937 | Outside toilet block wall near gully trap
2006-05-19 | ZP | FEBCO | 50 | 825Y | 14975 | BFP000947 | Seeana Drive Mount Cotton QLD 4165 | Redland City Council City Spaces | 59634 | PO Box 21 Cleveland QLD 4163 | 5 | 70036 | Behind Sign "The Woods"
2017-08-24 | ZP | WATTS | 50 | 909 | 211508 | BFP000948 | Keith Surridge Park 21 Oaklands Street Alexandra Hills QLD 4161 | Redland City Council City Spaces | 13209 | PO Box 21 Cleveland QLD 4163 | 5 | 70036 | Windermere Sportfield
2017-09-27 | ZP | VALVCHEQ | 20 | DC03 | 98862 | BFP000949 | 271 Redland Bay Road Capalaba QLD 4157 | Mrs Carol Cutmore | 29056 | 1/11 Palmer Place MURARRIE QLD 4172 | TST | 228544 | On Rain Water Tank
2014-11-03 | ZP | Tyco | 25 | DCV98 | D18166 | BFP000950 | 32 Neumann Road Capalaba QLD 4157 | Body Corporate For 32 Neumann Road CTS 31229 | 239450 | C/- B & D Body Corporate Management PO Box 539 CLEVELAND QLD 4163 | BC | 244158 | Under fire hose reel outside building
2010-03-09 | IP | FEBCO | 20 | 825Y | A009603 | BFP000951 | Capalaba State High School 53-59 School Road Capalaba QLD 4157 | The State Of Queensland (Represented By Department Of Education & Training) | 329980 | PO Box 15033 CITY EAST QLD 4002 | 6 | 364841 | Mounted externally on natural science building facing School Road
2017-03-29 | IP | TYCO | 32 | DC03 | 52724 | BFP000952 | Capalaba State High School 53-59 School Road Capalaba QLD 4157 | The State Of Queensland (Represented By Department Of Education & Training) | 329980 | PO Box 15033 CITY EAST QLD 4002 | 6 | 364841 | Mounted in garden area behind social science area facing ovals
2017-03-29 | CP | Tyco | 32 | DC03 | 63331 | BFP000953 | Capalaba State High School 53-59 School Road Capalaba QLD 4157 | The State Of Queensland (Represented By Department Of Education & Training) | 329980 | PO Box 15033 CITY EAST QLD 4002 | 6 | 364841 | Near garden outside maths building, School Road side
2013-04-12 | IP | TYCO | 32 | DCV98 | D18590 | BFP000954 | Capalaba State High School 53-59 School Road Capalaba QLD 4157 | The State Of Queensland (Represented By Department Of Education & Training) | 329980 | PO Box 15033 CITY EAST QLD 4002 | 6 | 364841 | Mounted externally facing School Road of metro east sports office
2017-03-29 | IP | TYCO | 32 | DC03 | 39359 | BFP000955 | Capalaba State High School 53-59 School Road Capalaba QLD 4157 | The State Of Queensland (Represented By Department Of Education & Training) | 329980 | PO Box 15033 CITY EAST QLD 4002 | 6 | 364841 | Mounted on wall at back of natural science building facing Mt Cotton Road
2017-03-29 | IP | TYCO | 32 | DC03 | 62932 | BFP000956 | Capalaba State High School 53-59 School Road Capalaba QLD 4157 | The State Of Queensland (Represented By Department Of Education & Training) | 329980 | PO Box 15033 CITY EAST QLD 4002 | 6 | 364841 | Hall - Fire hose reel second hydrant
2017-03-29 | IP | TYCO | 32 | DCV98 | 4613 | BFP000957 | Capalaba State High School 53-59 School Road Capalaba QLD 4157 | The State Of Queensland (Represented By Department Of Education & Training) | 329980 | PO Box 15033 CITY EAST QLD 4002 | 6 | 364841 | Mounted on fence palings at back of communication building, Mt Cotton Road side.
2014-11-18 | IP | Tyco | 40 | DCV98 | D10948 | BFP000958 | 31 Neumann Road Capalaba QLD 4157 | PKFL Pty Ltd As Trustee | 204082 | 5 Dorsal Drive Birkdale QLD 4159 | CMP | 74903 | Front right hand side of driveway in garden (fire)
2016-12-01 | IP | COMBRACO | 25 | 40105A21 | PG799 | BFP000959 | Faith Lutheran Junior School 130-138 Link Road Victoria Point QLD 4165 | Lutheran Church Of Australia Queensland District | 259840 | PO Box 5257 VICTORIA POINT QLD 4165 | 8 | 2550 | Fire Hose Reel Pre School 3
2017-04-24 | ZP | Conbraco | 54 | 10206A21 | LJ115 | BFP000961 | 13-15 Almara Street Capalaba QLD 4157 | The Trust Company Limited | 56870 | C/- ABC Learning Centres Ltd PO Box 10120 BRISBANE ADELAIDE STREET QLD 4000 | TST | 16054 | Side Wall - West
2017-12-12 | ZP | VALVETEC | 25 | DCV98 | D17925 | BFP000962 | 347 Colburn Avenue Victoria Point QLD 4165 | Shopgreen Pty Ltd As Trustee | 227040 | PO Box 5076 VICTORIA POINT QLD 4165 | CMP | 223220 | At back of office beside hose reel
2011-11-21 | ZP | Febco | 25 | 805Y | A15884 | BFP000963 | 72-74 Redland Bay Road Capalaba QLD 4157 | Redland Bay Investments Pty Ltd As Trustee | 11636 | PO BOX 5493 WEST END QLD 4101 | CMP | 1909 | Garden bed front right hand corner
2011-11-21 | ZP | Febco | 25 | 805Y | A15884 | BFP000963 | 72-74 Redland Bay Road Capalaba QLD 4157 | Redland Bay Investments Pty Ltd As Trustee | 11636 | PO Box 44 New Plymouth NEW ZEALAND | TST | 286977 | Garden bed front right hand corner
2014-09-18 | ZP | Watts | 50 | 909 | 2835 | BFP000964 | 1-11 Passage Street Cleveland QLD 4163 | Returned & Services League Of Australia (Qld Branch) | 1446 | Metropolitan South Regional Office PO Box 6464 UPPER MOUNT GRAVATT QLD 4122 | 6 | 1889 | Corner of Shore Street North and Passage Street, Cleveland - ANZAC Memorial Park
2017-08-30 | ZP | Conbraco | 20 | 40204A21 | ON259 | BFP000965 | Bayshore Central 9 Bayside Court Thorneside QLD 4158 | Bayshore Central The Body Corporate Group Titles Plan No 4016 | 20274 | C/- Capitol Body Corporate Administration PO Box 2362 Chermside Centre QLD 4032 | BC | 25077 | Inside Pool area
2013-10-10 | ZP | COMBRACO | 20 | 40204A11 | TU645 | BFP000967 | Wellington on Main 391 Main Road Wellington Point QLD 4160 | Wellington On Main The Body Corporate Community Title Scheme | 200962 | PO Box 539 CLEVELAND QLD 4163 | BC | 109175 | On wall right hand side near GIT behind dentist
2017-04-10 | ZP | Watts | 20 | 009M2 | 11545 | BFP000969 | Melaleuca Grove Garden Villas 12 Tauris Road Capalaba QLD 4157 | Body Corporate for Melaleuca Grove Garden Villas CTS 27770 | 200021 | PO Box 111 GREENSLOPES QLD 4120 | BC | 108617 | Next to Car Wash Bay
2017-04-10 | ZP | VALVETEC | 25 | RPZ98 | R12846 | BFP000970 | Melaleuca Grove Garden Villas 12 Tauris Road Capalaba QLD 4157 | Body Corporate for Melaleuca Grove Garden Villas CTS 27770 | 200021 | PO Box 111 GREENSLOPES QLD 4120 | BC | 108617 | Garden to left of Community entrance
2017-04-10 | ZP | VALVETEC | 25 | RPZ98 | R12896 | BFP000971 | Melaleuca Grove Garden Villas 12 Tauris Road Capalaba QLD 4157 | Body Corporate for Melaleuca Grove Garden Villas CTS 27770 | 200021 | PO Box 111 GREENSLOPES QLD 4120 | BC | 108617 | In front of lawn bowls
2017-04-10 | ZP | FEBCO | 20 | 860L | 13154 | BFP000972 | Melaleuca Grove Garden Villas 12 Tauris Road Capalaba QLD 4157 | Body Corporate for Melaleuca Grove Garden Villas CTS 27770 | 200021 | PO Box 111 GREENSLOPES QLD 4120 | BC | 108617 | Gazebo bottom near pond
2017-04-10 | ZP | VALVETEC | 25 | RPZ98 | R12864 | BFP000973 | Melaleuca Grove Garden Villas 12 Tauris Road Capalaba QLD 4157 | Body Corporate for Melaleuca Grove Garden Villas CTS 27770 | 200021 | PO Box 111 GREENSLOPES QLD 4120 | BC | 108617 | Near Unit 51 (irrigation)
2017-11-02 | ZP | Tyco | 32 | RP03 | 59091 | BFP000974 | 2-30 Delancey Street Cleveland QLD 4163 | The State Of Qld (Rep By Dept Of Agriculture & Fisheries & Forestry) | 399960 | PO Box 327 CLEVELAND QLD 4163 | 6 | 397121 | Old Administration Building - North End in Garden
2017-11-02 | ZP | Watts | 50 | 909 | 2553 | BFP000975 | 2-30 Delancey Street Cleveland QLD 4163 | The State Of Qld (Rep By Dept Of Agriculture & Fisheries & Forestry) | 399960 | PO Box 327 CLEVELAND QLD 4163 | 6 | 397121 | Building 004 - Toilet Block Western Wall
2013-07-16 | CP | Tyco | 25 | DC03 | 66840 | BFP000976 | 2-30 Delancey Street Cleveland QLD 4163 | The State Of Qld (Rep By Dept Of Agriculture & Fisheries & Forestry) | 399960 | PO Box 327 CLEVELAND QLD 4163 | 6 | 397121 | Slaughter shed poultry
2013-07-16 | IP | Tyco | 20 | R20090 | 10959 | BFP000977 | 2-30 Delancey Street Cleveland QLD 4163 | The State Of Qld (Rep By Dept Of Agriculture & Fisheries & Forestry) | 399960 | PO Box 327 CLEVELAND QLD 4163 | 6 | 397121 | Opposite green house on wall
2010-11-01 | IP | Tyco | 25 | DCV98 | 17722A | BFP000979 | 39 Neumann Road Capalaba QLD 4157 | Mr Peter W Auld | 204086 | 113-115 Campbell Road Sheldon QLD 4157 | TST | 233931 | Fire hose reel left hand side on building
2015-09-03 | ZP | tyco | 25 | DCV98 | D18150 | BFP000980 | 39 Neumann Road Capalaba QLD 4157 | Mr Peter W Auld | 204086 | 5 Dorsal Drive Birkdale QLD 4159 | CMP | 74903 | Garden Bed front right hand side from street
2013-11-22 | ZP | Febco | 32 | 825Y | F005713 | BFP000982 | 97-129 Dundas Street Ormiston QLD 4160 | Ormiston College Limited | 932 | PO Box 1835 CLEVELAND DC QLD 4163 | EDU | 1272 | Ormiston College - End of computer centre (Serial No.2710 replaced with F005713 24/11/08)
2017-03-29 | IP | Conbraco | 20 | 825Y | A010902 | BFP000987 | Capalaba State High School 53-59 School Road Capalaba QLD 4157 | The State Of Queensland (Represented By Department Of Education & Training) | 329980 | PO Box 15033 CITY EAST QLD 4002 | 6 | 364841 | At dental van against wall of Natural Science Building
2013-03-04 | ZP | Febco | 25 | 805YE | A24302 | BFP000988 | Cleveland Sands Hotel 60-76 Middle Street Cleveland QLD 4163 | Hotel Property Investments Limited | 1411 | Ground Floor 312 St Kilda Road MELBOURNE VIC 3004 | CMP | 306278 | Bistro adjacent bar
2013-03-04 | ZP | Febco | 25 | 525YE | 15076 | BFP000989 | Cleveland Sands Hotel 60-76 Middle Street Cleveland QLD 4163 | Hotel Property Investments Limited | 1411 | Suite 2, Level 17 Ibm Centre 60 City Road SOUTHBANK VIC 3006 | CMP | 322050 | Under deck adjacent rear stairs
2013-03-04 | ZP | Febco | 25 | 805YE | 20264 | BFP000990 | Cleveland Sands Hotel 60-76 Middle Street Cleveland QLD 4163 | Hotel Property Investments Limited | 1411 | Ground Floor 312 St Kilda Road MELBOURNE VIC 3004 | CMP | 306278 | Adjacent stairs to upstairs office
2013-03-04 | ZP | Febco | 25 | 805YE | 24663 | BFP000991 | Cleveland Sands Hotel 60-76 Middle Street Cleveland QLD 4163 | Hotel Property Investments Limited | 1411 | Suite 2, Level 17 Ibm Centre 60 City Road SOUTHBANK VIC 3006 | CMP | 322050 | Fire Hose Reel cupboard adjacent front door
2013-03-04 | ZP | Febco | 25 | 805YE | 24292 | BFP000992 | Cleveland Sands Hotel 60-76 Middle Street Cleveland QLD 4163 | Hotel Property Investments Limited | 1411 | Ground Floor 312 St Kilda Road MELBOURNE VIC 3004 | CMP | 306278 | LI hall adjacent toilets (staff)
2013-03-04 | ZP | Febco | 25 | 805YE | 19052 | BFP000993 | Cleveland Sands Hotel 60-76 Middle Street Cleveland QLD 4163 | Hotel Property Investments Limited | 1411 | Suite 2, Level 17 Ibm Centre 60 City Road SOUTHBANK VIC 3006 | CMP | 322050 | Fire Hose Reel adjacent beer garden toilets
2004-05-24 | ZP | Wilkins | 15 | 975XL | W070676 | BFP000995 | 1-3 Gordon Street Ormiston QLD 4160 | Ms Rebecca F McClenaghan | 1234 | 70-72 Shore Street West Ormiston QLD 4160 | CMP | 1681 | BP Garage - Outside rear back corner of mechanics shed.
2017-09-07 | ZP | Watts | 15 | 009AUS | 99520 | BFP000997 | Birkdale State School 73-85 Agnes Street Birkdale QLD 4159 | The State Of Queensland (Represented By Department of Education & Training) | 51786 | PO Box 15033 CITY EAST QLD 4002 | 6 | 283868 | Dental Clinic on side
2017-09-07 | ZP | Febco | 20 | 805YE | 3202 | BFP000998 | Birkdale State School 73-85 Agnes Street Birkdale QLD 4159 | The State Of Queensland (Represented By Department of Education & Training) | 51786 | Birkdale State School 73-85 Agnes Street Birkdale QLD 4159 | EDU | 81504 | Adjacent to pool pump
2017-01-31 | ZP | Watts | 15 | 009AUS | 10268 | BFP001000 | Alexandra Hills State School 4-16 Princeton Avenue Alexandra Hills QLD 4161 | The State Of Queensland (Represented By Department of Education & Training) | 375060 | PO Box 15033 CITY EAST QLD 4002 | 6 | 283868 | Alexandra Hills State School Dental Building
2017-01-31 | ZP | TYCO | 50 | RP03 | 55338 | BFP001001 | Alexandra Hills State School 4-16 Princeton Avenue Alexandra Hills QLD 4161 | The State Of Queensland (Represented By Department of Education & Training) | 375060 | PO Box 15033 CITY EAST QLD 4002 | 6 | 283868 | On oval
2017-03-22 | ZP | Febco | 25 | 805Y | 3196 | BFP001002 | Hilliard State School 106-110 Hanover Drive Alexandra Hills QLD 4161 | The State of Queensland (Represented by Department of Education & Training) | 23258 | Hilliard State School 106-110 Hanover Drive Alexandra Hills QLD 4161 | EDU | 81541 | Corner library
2017-03-22 | ZP | Febco | 20 | 825Y | 3948 | BFP001003 | Hilliard State School 106-110 Hanover Drive Alexandra Hills QLD 4161 | The State of Queensland (Represented by Department of Education & Training) | 23258 | Hilliard State School 106-110 Hanover Drive Alexandra Hills QLD 4161 | EDU | 81541 | Eastern end Admin
2017-03-22 | ZP | Conbraco | 100 | 10AE1 | N9799 | BFP001004 | Hilliard State School 106-110 Hanover Drive Alexandra Hills QLD 4161 | The State of Queensland (Represented by Department of Education & Training) | 23258 | Hilliard State School 106-110 Hanover Drive Alexandra Hills QLD 4161 | EDU | 81541 | Oval Block D
2017-12-08 | ZP | Febco | 20 | 825Y | 1324 | BFP001005 | 14 Christine Place 14 Christine Place Capalaba QLD 4157 | 14 Christine Place Community Title Scheme The Body Corporate | 241050 | PO Box 111 GREENSLOPES QLD 4120 | BC | 246825 | Under hose tap in garden
2015-02-13 | ZP | Tyco | 15 | RPZ98 | R21171 | BFP001006 | 22 Redland Bay Road Capalaba QLD 4157 | Li Shan Ding As Trustee | 11612 | ORIANA UNIT 504 45C NEWSTEAD TERRACE NEWSTEAD QLD 4006 | CMP | 14813 | Rear of restaurant inside fenced area
2015-02-13 | ZP | Tyco | 15 | RPZ98 | R21171 | BFP001006 | 22 Redland Bay Road Capalaba QLD 4157 | Li Shan Ding As Trustee | 11612 | C/- 19 Winch Court MERMAID WATERS QLD 4218 | TST | 231645 | Rear of restaurant inside fenced area
2017-09-02 | ZP | Tyco | 25 | DCV98 | D16174 | BFP001007 | 111-115 Middle Street Cleveland QLD 4163 | The Trust Company Limited | 1499 | PO Box 1007 Cleveland QLD 4163 | CMP | 1857 | RHS of main entrance inside building Reject Shop
2017-09-02 | ZP | Tyco | 25 | DCV98 | D16184 | BFP001008 | 111-115 Middle Street Cleveland QLD 4163 | The Trust Company Limited | 1499 | C/- Folkestone Property Management Pty Ltd PO BOX 327 COLLINS STREET WEST MELBOURNE VIC 8007 | CMP | 246418 | Under FHR back right hand corner of shop Reject Shop
2007-10-15 | CP | Febco | 50 | 825Y | 5135 | BFP001011 | Fielding Park 1-21 Habitat Drive Redland Bay QLD 4165 | Redland City Council As Trustee City Spaces | 205595 | PO Box 649 CLEVELAND QLD 4163 | TST | 6307 | Fielding Park
2007-05-16 | ZP | tyco | 80 | RPZ98 | R21961 | BFP001012 | 44E Smith Street Cleveland QLD 4163 | Redlands United Soccer & Sporting Club Inc | 356000 | C/- Secretary PO Box 496 Cleveland QLD 4163 | Sport | 54198 | Cleveland Soccer Club Field
2017-08-30 | ZP | FEBCO | 20 | 825Y | A014289 | BFP001016 | Council Chambers Building 91-93 Bloomfield Street Cleveland QLD 4163 | Redland City Council As Trustee Facilities Services | 1506 | PO Box 21 Cleveland QLD 4163 | 2 | 116616 | Council Chambers main entrance (Fountain)
2013-11-21 | ZP | Febco | 20 | 825y | A014775 | BFP001017 | Bloomfield Street Park 72 Bloomfield Street Cleveland QLD 4163 | Redland City Council City Spaces | 351720 | PO Box 21 Cleveland QLD 4163 | 5 | 70036 | Tower clock park
2006-05-19 | ZP | FEBCO | 25 | 825y | W2931 | BFP001018 | Orchid Drive Bushland Refuge 30-40 Petunia Crescent Mount Cotton QLD 4165 | Redland City Council City Spaces | 57449 | PO Box 21 Cleveland QLD 4163 | 5 | 70036 | Park
2017-08-30 | ZP | Febco | 50 | 825 | 15049 | BFP001019 | Pinklands Sporting Complex 190-262 Redland Bay Road Thornlands QLD 4164 | Redland City Council City Spaces | 30436 | PO Box 21 Cleveland QLD 4163 | 5 | 70036 | Pinklands - Oval
2017-08-08 | ZP | Tyco | 20 | RP03 | 12825 | BFP001020 | Council Chambers Building 91-93 Bloomfield Street Cleveland QLD 4163 | Redland City Council As Trustee Facilities Services | 1506 | PO Box 21 Cleveland QLD 4163 | 2 | 116616 | Roof Level East End of Cooling Tower
2017-07-10 | ZP | CONBRACO | 20 | 40204A1I | UW865 | BFP001025 | 2-8 Moreton Bay Road Capalaba QLD 4157 | Sofia Superannuation Pty Ltd | 36007 | 12 Curtain Avenue West EAGLE FARM QLD 4009 | CMP | 85427 | In truck wash bay
2007-11-30 | IP | Conbraco | 25 | 40105A11 | QY605 | BFP001027 | 277 Industry Court Cleveland QLD 4163 | Mr Brian J Larkin Mrs Linda M Larkin | 41790 | DEPARTMENT OF TOURISM SMALL BUSINESS AND INDUSTRY GPO BOX 1141 BRISBANE QLD 4001 | 6 | 48734 | Fire Hose
2018-01-15 | IP | TYCO | 25 | DCV98 | D18648 | BFP001028 | Thornlands State School 147-163 South Street Thornlands QLD 4164 | The State Of Queensland (Represented By Department Of Education & Training) | 203106 | PO Box 15033 BRISBANE ALBERT STREET QLD 4002 | 6 | 287401 | HALL - RHS of Stage at FHR
2018-01-15 | IP | Tyco | 25 | DCV98 | D18658 | BFP001029 | Thornlands State School 147-163 South Street Thornlands QLD 4164 | The State Of Queensland (Represented By Department Of Education & Training) | 203106 | Aspire Schools C/- Amp Capital Level 13, 50 Bridge Street SYDNEY NSW 2000 | EDU | 81588 | HALL - LHS of Stage at FHR
2017-07-11 | ZP | Watts | 25 | 009AUS | 11380 | BFP001030 | Animal Pound 240 South Street Thornlands QLD 4164 | Redland City Council As Trustee Compliance Services Animal Management | 202718 | PO Box 21 Cleveland QLD 4163 | 2 | 108191 | Inside roller door rh of entrance to dog holding shed
2017-07-11 | ZP | Watts | 15 | 009AUS | 4213 | BFP001031 | Animal Pound 240 South Street Thornlands QLD 4164 | Redland City Council As Trustee Compliance Services Animal Management | 202718 | PO Box 21 Cleveland QLD 4163 | 2 | 108191 | Inside roller door rh of entrance to dog holding shed
2011-11-21 | IP | Conbraco | 15 | 40104T1i | 15300 | BFP001032 | 25 High Central Road Macleay Island QLD 4184 | Bay Laika Pty Ltd | 295580 | 35 Spring Street WEST END QLD 4101 | CMP | 454537 | On wall at back door of Butcher Shop
2011-11-28 09:34 | IP | Conbraco | 15 | 40104Ti1 | 1444 | BFP001033 | 25 High Central Road Macleay Island QLD 4184 | Bay Laika Pty Ltd | 295580 | PO Box 620 YANDINA QLD 4561 | TST | 320325 | On wall at back door of Butcher Shop
2017-12-11 | ZP | Tyco | 50 | RPZ98 | 30672 | BFP001034 | Victoria Point Recreation Reserve 9 Masters Avenue Victoria Point QLD 4165 | Redland City Council As Trustee City Spaces | 205556 | PO Box 3276 VICTORIA POINT WEST QLD 4165 | ASO | 52499 | Dosing Tank and ChlorineRoom
2014-01-13 | IP | TYCO | 25 | DCV98 | D20047 | BFP001035 | 76 Old Cleveland Road 76 Old Cleveland Road Capalaba QLD 4157 | Body Corporate for 76 Old Cleveland Road Capalaba CTS 47765 | 374770 | C/- Whittles Australia Pty Ltd PO Box 539 CLEVELAND QLD 4163 | BC | 429441 | Bottom of stairs near back wall exit door
2014-01-13 | IP | TYCO | 26 | DCV99 | D19969 | BFP001036 | 76 Old Cleveland Road 76 Old Cleveland Road Capalaba QLD 4157 | Body Corporate for 76 Old Cleveland Road Capalaba CTS 47765 | 374770 | C/- Whittles Australia Pty Ltd PO Box 539 CLEVELAND QLD 4163 | BC | 429441 | Inside front door on Left Hand Side wall
2014-08-25 | ZP | CONBRACO | 40 | 40107A2I | PS170 | BFP001037 | 33-39 Shore Street West Cleveland QLD 4163 | Hong Wang International Pty Ltd As Trustee | 205091 | 43 Knightsbridge Parade West PARADISE POINT QLD 4216 | TST | 455460 | Rear of building beside 3rd roller door (inside - fire service)
2017-12-08 | IP | Wilkins | 25 | 375RP | CB10 | BFP001041 | 98 Beveridge Road Thornlands QLD 4164 | DJ Paterson & JM Goetze As Trustee | 30479 | 100 Beveridge Road Thornlands QLD 4164 | CMP | 36326 | 300 Metres in on right hand shed - External
2017-08-24 | ZP | Valvcheq | 100 | RP03 | 104242 | BFP001042 | William Taylor Memorial Sportsfield 208-212 Mooroondu Road Thorneside QLD 4158 | Redland City Council City Spaces | 6108 | PO Box 21 Cleveland QLD 4163 | 5 | 70036 | IRRIGATION
2016-12-02 | ZP | TYCO | 25 | RPZ98 | H01026 | BFP001043 | 194-200 Old Cleveland Road Capalaba QLD 4157 | Solanderi Pty Ltd | 263650 | C/- Ray White Commercial Pty Ltd Bayside PO Box 1197 CAPALABA QLD 4157 | CMP | 359000 | Next to G.I.T. Rear of Golden Circle
2016-09-29 | IP | FEBCO | 15 | 805Y | A22450 | BFP001045 | 190 Birkdale Road Birkdale QLD 4159 | Aquatic Paradise Developments Pty Ltd As Trustee | 381 | C/- Ray White Commercial Pty Ltd Bayside PO Box 1197 CAPALABA QLD 4157 | TST | 112582 | Pool Shop - I.L.P. watering tap
2017-09-04 | IP | VALVTEC | 25 | DCV98 | D17649 | BFP001046 | 78-82 Sturgeon Street Ormiston QLD 4160 | Redlands Christian Reformed Church Incorporated | 205872 | PO Box 2298 WELLINGTON POINT QLD 4160 | 8 | 111503 | On Fire Hose Reel, left hand side main entrance foyer
2015-05-18 | ZP | CONBRACO | 20 | 40204-A21 | 0N079 | BFP001047 | Faith Lutheran College Redlands 1-15 Beveridge Road Thornlands QLD 4164 | Lutheran Church Of Australia Queensland District | 307300 | PO Box 5257 VICTORIA POINT QLD 4165 | 8 | 2550 | In duct Male Toilets
2017-02-03 | ZP | CONBRACO | 20 | 40204A21 | PK244 | BFP001048 | Faith Lutheran College Redlands 1-15 Beveridge Road Thornlands QLD 4164 | Lutheran Church Of Australia Queensland District | 307300 | PO Box 5257 VICTORIA POINT QLD 4165 | 8 | 2550 | North wall outside Laboratory
2015-05-18 | ZP | CONBRACO | 20 | 40204-A21 | PK222 | BFP001049 | Faith Lutheran College Redlands 1-15 Beveridge Road Thornlands QLD 4164 | Lutheran Church Of Australia Queensland District | 307300 | PO Box 5257 VICTORIA POINT QLD 4165 | 8 | 2550 | In duct Female Toilets
2016-12-06 | IP | FEBCO | 20 | 808YE | A001387 | BFP001050 | 2 Christine Place Capalaba QLD 4157 | ICH Enterprises Pty Ltd | 204091 | 5 Dorsal Drive Birkdale QLD 4159 | CMP | 74903 | Front Right hand garden
2017-08-30 | ZP | TYCO | 80 | RP03 | 9185 | BFP001054 | Henry Ziegenfusz Park 143-191 Fitzroy Street Cleveland QLD 4163 | Redland City Council As Trustee City Spaces | 2478 | PO Box 21 Cleveland QLD 4163 | 2 | 80336 | Ziegenfusz Park - 3m west of toilet block
2015-06-30 | IP | FEBCO | 32 | 805YE | 2984 | BFP001055 | South Street Depot 199-205 South Street Cleveland QLD 4163 | Redland City Council Facilities Services | 302420 | PO Box 21 Cleveland QLD 4163 | 5 | 80335 | Left hand side of Archives Building
2016-07-07 | IP | FEBCO | 20 | 825YE | 6144 | BFP001056 | South Street Depot 199-205 South Street Cleveland QLD 4163 | Redland City Council Facilities Services | 302420 | PO Box 21 Cleveland QLD 4163 | 5 | 80335 | Right hand side of Archives Building
2017-12-05 | IP | Watts | 25 | 007MI-AUS | 9057 | BFP001057 | Cleveland District High School 20-42 Smith Street Cleveland QLD 4163 | The State Of Queensland (Represented By Department of Education & Training) | 1991 | Cleveland District High School PO Box 808 CLEVELAND QLD 4163 | EDU | 81507 | Hall undercroft
2016-02-11 | ZP | VALVETEC | 20 | DCV98 | D20253 | BFP001060 | 12 Christine Place Capalaba QLD 4157 | FJG Super Pty Ltd As Trustee | 204102 | 5 Dorsal Drive Birkdale QLD 4159 | CMP | 74903 | On irrigation system front garden bed near water meter
2016-02-11 | ZP | VALVETEC | 32 | DCV98 | D19801 | BFP001061 | 12 Christine Place Capalaba QLD 4157 | FJG Super Pty Ltd As Trustee | 204102 | PO Box 717 CAPALABA QLD 4157 | TST | 444994 | On fire hose reel and hose taps inside near personal access door
2016-02-04 | IP | FEBCO | 20 | 805YE | A00345 | BFP001062 | 3-9 Salford Street Victoria Point QLD 4165 | Stockland Salford Living Pty Limited | 50582 | 3-9 Salford Street Victoria Point QLD 4165 | CMP | 458257 | Back verandah wall to Unit 184
2016-02-04 | ZP | CONBRACO | 50 | 850l | 1151 | BFP001064 | 3-9 Salford Street Victoria Point QLD 4165 | Stockland Salford Living Pty Limited | 50582 | GPO BOX 1666 BRISBANE QLD 4001 | 0 | 8962 | Outside commercial kitchen bin area.
2016-02-04 | IP | TYCO | 20 | RPZ98 | 8625 | BFP001065 | 3-9 Salford Street Victoria Point QLD 4165 | Stockland Salford Living Pty Limited | 50582 | 3-9 Salford Street Victoria Point QLD 4165 | CMP | 458257 | Inside bin area adjacent to kitchen behind heat pumps.
2017-03-06 | IP | FEBCO | 20 | 825YE | 5047 | BFP001067 | Victoria Point Town Centre 349-369 Colburn Avenue Victoria Point QLD 4165 | Lanrex Pty Ltd IVL Group Pty Ltd | 263820 | PO Box 3198 Victoria Point West QLD 4165 | CMP | 75703 | Loading Bay - Tavern
2017-03-06 | IP | FEBCO | 15 | 825YE | A012460 | BFP001068 | Victoria Point Town Centre 349-369 Colburn Avenue Victoria Point QLD 4165 | Lanrex Pty Ltd IVL Group Pty Ltd | 263820 | PO BOX 3198 VICTORIA POINT QLD 4165 | CMP | 404117 | On water to hose - rear wall of Plant Room - Tavern (adj to the highway)
2017-03-06 | CP | FEBCO | 32 | 805YE | 2496 | BFP001069 | Victoria Point Town Centre 349-369 Colburn Avenue Victoria Point QLD 4165 | Lanrex Pty Ltd IVL Group Pty Ltd | 263820 | PO Box 3198 Victoria Point West QLD 4165 | CMP | 75703 | Loading dock under fire reel cabinet - Tavern
2016-08-03 | ZP | FEBCO | 20 | 825Y | 2991 | BFP001070 | South Street Depot 199-205 South Street Cleveland QLD 4163 | Redland City Council Facilities Services | 302420 | PO Box 21 Cleveland QLD 4163 | 5 | 80335 | Conservation Shed ILP Chemical Filling Point
2017-08-24 | ZP | FEBCO | 40 | 825Y | 15571 | BFP001071 | E G W Wood Sportsfield 347-371 Birkdale Road Wellington Point QLD 4160 | Redland City Council City Spaces | 27955 | PO Box 21 Cleveland QLD 4163 | 5 | 70036 | Left of Anson Road car park between road and field
2017-10-31 | ZP | Febco | 20 | 860L | H20434 | BFP001074 | Victoria Point Town Centre 349-369 Colburn Avenue Victoria Point QLD 4165 | Lanrex Pty Ltd IVL Group Pty Ltd | 263820 | PO BOX 3198 VICTORIA POINT QLD 4165 | CMP | 404117 | Bin wash behind specialty shops for Woolworths
2017-10-31 | ZP | Febco | 20 | 860L | H20434 | BFP001074 | Victoria Point Town Centre 349-369 Colburn Avenue Victoria Point QLD 4165 | Lanrex Pty Ltd IVL Group Pty Ltd | 263820 | PO Box 3198 Victoria Point West QLD 4165 | CMP | 75702 | Bin wash behind specialty shops for Woolworths
2017-10-31 | IP | CONBRACO | 25 | 40105A11 | QY544 | BFP001075 | Victoria Point Town Centre 349-369 Colburn Avenue Victoria Point QLD 4165 | Lanrex Pty Ltd IVL Group Pty Ltd | 263820 | PO Box 3198 Victoria Point West QLD 4165 | CMP | 75703 | Eastern end of front shops (outside BWS) Woolworths
2017-10-31 | IP | CONBRACO | 25 | 40105A11 | QY494 | BFP001076 | Victoria Point Town Centre 349-369 Colburn Avenue Victoria Point QLD 4165 | Lanrex Pty Ltd IVL Group Pty Ltd | 263820 | PO BOX 3198 VICTORIA POINT QLD 4165 | CMP | 404117 | On Fire Service in front of Naked Seafood Shop
2017-10-31 | IP | Tyco | 25 | DC 03 | 87060 | BFP001077 | Victoria Point Town Centre 349-369 Colburn Avenue Victoria Point QLD 4165 | Lanrex Pty Ltd IVL Group Pty Ltd | 263820 | PO Box 3198 Victoria Point West QLD 4165 | CMP | 75703 | Left hand side front door Woolworths outside on fire service
2017-07-03 | ZP | TYCO | 50 | DCV98 | D18854 | BFP001078 | Victoria Point Town Centre 349-369 Colburn Avenue Victoria Point QLD 4165 | Lanrex Pty Ltd IVL Group Pty Ltd | 263820 | PO BOX 3198 VICTORIA POINT QLD 4165 | CMP | 404117 | Left hand side fire exit west end in line with cash registers - Woolworths
2017-10-31 | IP | TYCO | 15 | RPZ98 | R20836 | BFP001079 | Victoria Point Town Centre 349-369 Colburn Avenue Victoria Point QLD 4165 | Lanrex Pty Ltd IVL Group Pty Ltd | 263820 | PO Box 3198 Victoria Point West QLD 4165 | CMP | 75703 | Fire exit outside bakery on hose tap - Woolworths
2017-10-31 | IP | Tyco | 25 | DC03 | 58335 | BFP001080 | Victoria Point Town Centre 349-369 Colburn Avenue Victoria Point QLD 4165 | Lanrex Pty Ltd IVL Group Pty Ltd | 263820 | PO BOX 3198 VICTORIA POINT QLD 4165 | CMP | 404117 | Southwest corner of complex fire hose reel - Woolworths
2017-10-31 | IP | Tyco | 25 | DC03 | 58335 | BFP001080 | Victoria Point Town Centre 349-369 Colburn Avenue Victoria Point QLD 4165 | Lanrex Pty Ltd IVL Group Pty Ltd | 263820 | PO Box 3198 Victoria Point West QLD 4165 | CMP | 75702 | Southwest corner of complex fire hose reel - Woolworths
2017-10-31 | IP | Tyco | 25 | DC03 | 58335 | BFP001080 | Victoria Point Town Centre 349-369 Colburn Avenue Victoria Point QLD 4165 | Lanrex Pty Ltd IVL Group Pty Ltd | 263820 | PO Box 3198 Victoria Point West QLD 4165 | CMP | 75703 | Southwest corner of complex fire hose reel - Woolworths
2017-10-31 | IP | CONBRACO | 25 | 40105A11 | QY411 | BFP001081 | Victoria Point Town Centre 349-369 Colburn Avenue Victoria Point QLD 4165 | Lanrex Pty Ltd IVL Group Pty Ltd | 263820 | PO BOX 3198 VICTORIA POINT QLD 4165 | CMP | 404117 | Fire Service - Front right hand side entry to Woolworths
2006-01-06 | IP | TYCO | 20 | RPZ98 | R204075 | BFP001083 | Victoria Point Town Centre 349-369 Colburn Avenue Victoria Point QLD 4165 | Lanrex Pty Ltd IVL Group Pty Ltd | 263820 | PO Box 3198 Victoria Point West QLD 4165 | CMP | 75703 | SEE BFP001307 - Bin enclosure rear of Woolworths
2014-12-09 | IP | TYCO | 20 | RP03 | 34892 | BFP001084 | 24-30 Enterprise Street Cleveland QLD 4163 | The Trust Company (Australia) Limited | 38008 | C/- Charter Hall GPO Box 2704 SYDNEY NSW 2001 | CMP | 416215 | Crate Wash
2017-07-17 | ZP | FEBCO | 15 | 860L | 43273 | BFP001086 | Cleveland Harbourside Centre (W'worths) 67-107 Middle Street Cleveland QLD 4163 | The Trust Company Limited | 1500 | C/- Folkestone Property Management Pty Ltd PO BOX 327 COLLINS STREET WEST MELBOURNE VIC 8007 | CMP | 246418 | Seafood Prep wash down hose (Woolworths)
2015-11-18 | ZP | FEBCO | 32 | 825YE | A000786 | BFP001087 | Wellington Shores 299 Main Road Wellington Point QLD 4160 | Body Corporate For Wellington Shores CTS 22508 | 59226 | C/- Rubicon Body Corporate Services PO Box 3062 TARRAGINDI QLD 4121 | BC | 74971 | Left hand side entry beside water meter
2017-10-31 | ZP | TYCO | 15 | RP03 | 63909 | BFP001089 | Victoria Point Town Centre 349-369 Colburn Avenue Victoria Point QLD 4165 | Lanrex Pty Ltd IVL Group Pty Ltd | 263820 | PO BOX 3198 VICTORIA POINT QLD 4165 | CMP | 404117 | McDonalds - Above wash sump in rear plant area on cold water line
2017-10-31 | ZP | TYCO | 25 | RPZ98 | R23734 | BFP001090 | Victoria Point Town Centre 349-369 Colburn Avenue Victoria Point QLD 4165 | Lanrex Pty Ltd IVL Group Pty Ltd | 263820 | PO Box 3198 Victoria Point West QLD 4165 | CMP | 75703 | McDonalds - Beside drive through in garden
2017-10-31 | ZP | TYCO | 15 | RPZ98 | R24394 | BFP001091 | Victoria Point Town Centre 349-369 Colburn Avenue Victoria Point QLD 4165 | Lanrex Pty Ltd IVL Group Pty Ltd | 263820 | PO BOX 3198 VICTORIA POINT QLD 4165 | CMP | 404117 | McDonalds - Above wash sump in rear plant area on hot water line
2015-03-30 | IP | TYCO | 25 | RPZ98 | D20778 | BFP001093 | Victoria Point Town Centre 349-369 Colburn Avenue Victoria Point QLD 4165 | Lanrex Pty Ltd IVL Group Pty Ltd | 263820 | PO Box 3198 Victoria Point West QLD 4165 | CMP | 75703 | McDonalds - Next to back door in plant area
2017-10-31 | ZP | TYCO | 20 | RPZ98 | R24430 | BFP001094 | Victoria Point Town Centre 349-369 Colburn Avenue Victoria Point QLD 4165 | Lanrex Pty Ltd IVL Group Pty Ltd | 263820 | PO BOX 3198 VICTORIA POINT QLD 4165 | CMP | 404117 | McDonalds - Rear of plant area in garden
2016-11-29 | ZP | TYCO | 25 | DCV98 | R23762 | BFP001095 | Whepstead Terraces 2 Duncan Street Wellington Point QLD 4160 | Body Corporate For Whepstead Terraces CTS 32011 | 248230 | C/- B & D Body Corporate Management PO Box 539 CLEVELAND QLD 4163 | BC | 255189 | On wall of garage No: 18
2016-11-17 | IP | TYCO | 25 | DCV98 | D18967 | BFP001096 | 135-141 Redland Bay Road Capalaba QLD 4157 | Ross Ambrose Group Pty Ltd Marros (Tas) Pty Ltd | 11712 | PO Box 1575 EAGLE FARM QLD 4009 | CMP | 14909 | Top of stairs in officer area on Fire Hose Reel
2016-11-17 | IP | TYCO | 25 | DCV98 | D20648 | BFP001097 | 135-141 Redland Bay Road Capalaba QLD 4157 | Ross Ambrose Group Pty Ltd Marros (Tas) Pty Ltd | 11712 | PO Box 992 LAUNCESTON TAS 7250 | CMP | 344398 | Rear right hand side on fire hose reel
2016-11-17 | ZP | TYCO | 32 | DCV98 | D20427 | BFP001099 | 135-141 Redland Bay Road Capalaba QLD 4157 | Ross Ambrose Group Pty Ltd Marros (Tas) Pty Ltd | 11712 | PO Box 1575 EAGLE FARM QLD 4009 | CMP | 14909 | Front garden next to hydrant booster
2016-11-17 | IP | TYCO | 25 | DCV98 | D16635 | BFP001100 | 135-141 Redland Bay Road Capalaba QLD 4157 | Ross Ambrose Group Pty Ltd Marros (Tas) Pty Ltd | 11712 | PO Box 992 LAUNCESTON TAS 7250 | CMP | 344398 | Left hand side Fire Hose Reel on wall.
2016-10-05 | ZP | CALEFFI | 20 | AR1574 | 23532 | BFP001101 | Thornlands Medical Centre 3-5 Panorama Drive Thornlands QLD 4164 | Body Corporate For Thornlands Medical Centre CTS 42206 | 328550 | C/- Whittles Strata & Community Title Services PO Box 539 CLEVELAND QLD 4163 | BC | 366012 | Inside steel cabinet side of surgery
2008-02-15 | ZP | FEBCO | 100 | 860 | 202260840 | BFP001103 | Aquatic Paradise Park West 18 Commodore Drive Birkdale QLD 4159 | Redland City Council City Spaces | 49764 | PO Box 21 Cleveland QLD 4163 | 5 | 70036 | Queens Explanade Foreshore Park
2017-02-01 | IP | Combraco | 25 | 860 | QV003 | BFP001104 | Victoria Point State High School 93-131 Benfer Road Victoria Point QLD 4165 | The State Of Queensland (Represented By Department of Education & Training) | 201160 | PO Box 15033 CITY EAST QLD 4002 | 6 | 283868 | Under fire hose reel business end
2015-09-15 | ZP | Tyco | 20 | RP03 | 68050 | BFP001105 | 229 Long Street Cleveland QLD 4163 | Redland City Council City Spaces | 56395 | PO Box 21 Cleveland QLD 4163 | 5 | 70036 | Pump Station 128
2017-02-01 | ZP | TYCO | 32 | RPZ98 | 25068 | BFP001106 | Victoria Point State High School 93-131 Benfer Road Victoria Point QLD 4165 | The State Of Queensland (Represented By Department of Education & Training) | 201160 | PO Box 15033 CITY EAST QLD 4002 | 6 | 283868 | Performing Arts Centre - Garden Bed
2017-02-01 | IP | TYCO | 25 | DC03 | 62368 | BFP001107 | Victoria Point State High School 93-131 Benfer Road Victoria Point QLD 4165 | The State Of Queensland (Represented By Department of Education & Training) | 201160 | Victoria Point State High School 93-131 Benfer Road Victoria Point QLD 4165 | EDU | 81589 | Performing Arts Centre - Fire Hose Reel
2011-02-17 | ZP | VALVTEC | 25 | VPRZ91 | 2028 | BFP001108 | 49 Grandis Crescent Victoria Point QLD 4165 | Muhammed Hanif Yusuf & Ruksana Yusuf & Mohamed Munir Yusuf As Trustee | 51376 | 133 Lancaster Circuit STRETTON QLD 4116 | TST | 373964 | In carpark near entrance gates on irrigation system
2017-11-10 | IP | FEBCO | 20 | 825Y | 12352 | BFP001110 | Wellington Point State School 452-478 Main Road Wellington Point QLD 4160 | The State Of Queensland (Represented By Department of Education & Training) | 27957 | PO Box 15033 CITY EAST QLD 4002 | 6 | 283868 | Dental Van Site - LHS of School
2017-11-10 | IP | FEBCO | 40 | 805y | 21007 | BFP001111 | Wellington Point State School 452-478 Main Road Wellington Point QLD 4160 | The State Of Queensland (Represented By Department of Education & Training) | 27957 | 476 Main Road Wellington Point QLD 4160 | EDU | 81546 | Bottom Oval in Yellow Cage
2017-11-10 | ZP | FEBCO | 50 | 825Y | h00871 | BFP001112 | Wellington Point State School 452-478 Main Road Wellington Point QLD 4160 | The State Of Queensland (Represented By Department of Education & Training) | 27957 | PO Box 15033 CITY EAST QLD 4002 | 6 | 283868 | South eastern corner fence line near hall
2016-04-14 | ZP | TYCO | 15 | RPZ98 | R20575 | BFP001114 | Ormiston State School 82-110 Gordon Street Ormiston QLD 4160 | The State Of Queensland (Represented By Department of Education & Training) | 475 | Ormiston State School 82-110 Gordon Street Ormiston QLD 4160 | EDU | 81548 | Dental Van Site
2017-01-24 | IP | TYCO | 25 | DCV98 | H03456 | BFP001116 | 31-75 Taylor Road Sheldon QLD 4157 | Sheldon College | 400710 | PO Box 1188 Capalaba DC QLD 4157 | EDU | 72650 | Fire Hose Reel Lower Art Building
2017-01-24 | IP | TYCO | 25 | DCV98 | 20789 | BFP001117 | 31-75 Taylor Road Sheldon QLD 4157 | Sheldon College | 400710 | PO Box 1188 Capalaba DC QLD 4157 | EDU | 72650 | GLA Building - Fire Hose Reel
2017-01-24 | IP | TYCO | 25 | DC03 | 50602 | BFP001118 | 31-75 Taylor Road Sheldon QLD 4157 | Sheldon College | 400710 | PO Box 1188 Capalaba DC QLD 4157 | EDU | 72650 | Upper Art Building - Fire Hose Reel
2017-10-05 | IP | Clearflow | 50 | RP1097 | 73074 | BFP001119 | Coolnwynpin State School 124-136 Ney Road Capalaba QLD 4157 | The State Of Queensland (Represented By Department of Education & Training) | 38007 | 6 Telaska Court Capalaba QLD 4157 | EDU | 81538 | Western side off oval in aluminium box
2017-10-05 | IP | Clearflow | 20 | RP1097 | 73348 | BFP001120 | Coolnwynpin State School 124-136 Ney Road Capalaba QLD 4157 | The State Of Queensland (Represented By Department of Education & Training) | 38007 | PO Box 15033 CITY EAST QLD 4002 | 6 | 283868 | Ground floor adventure play ground South of SEU
2017-10-05 | IP | Clearflow | 20 | RP1097 | 72610 | BFP001121 | Coolnwynpin State School 124-136 Ney Road Capalaba QLD 4157 | The State Of Queensland (Represented By Department of Education & Training) | 38007 | 6 Telaska Court Capalaba QLD 4157 | EDU | 81538 | Western outside wall of canteen in box
2017-10-30 | ZP | Tyco | 25 | RP03 | 27313 | BFP001122 | 103 Redland Bay Road Capalaba QLD 4157 | Barton Holdings Pty Ltd | 11758 | C/- Ray White Commercial Pty Ltd Bayside PO Box 1197 CAPALABA QLD 4157 | CMP | 14966 | Behind Service Department
2015-10-01 | ZP | VALVETEC | 25 | RPZ98 | 33031 | BFP001126 | Redland Hospital 21 Weippin Street Cleveland QLD 4163 | Metro South Hospital And Health Service | 24265 | C/- Bayside Health Srv District V Quinlan PO Box 585 CLEVELAND QLD 4163 | 6 | 29488 | Pan Room - Lamb Ward - Cold Water
2017-10-31 | IP | CONBRACO | 20 | RP03 | 54879 | BFP001129 | Victoria Point Town Centre 349-369 Colburn Avenue Victoria Point QLD 4165 | Lanrex Pty Ltd IVL Group Pty Ltd | 263820 | PO Box 3198 Victoria Point West QLD 4165 | CMP | 75703 | Tenancy 3 - Naked Seafood - wash down rear of shop
2017-10-18 | ZP | TYCO | 32 | DCV98 | D17333 | BFP001130 | 34 Enterprise Street Cleveland QLD 4163 | Pryde Earthmoving & Excavations Pty Ltd As Trustee | 50458 | DEPARTMENT OF TOURISM SMALL BUSINESS AND INDUSTRY GPO BOX 1141 BRISBANE QLD 4001 | 6 | 48734 | On front wall of building under fire hose reel
2016-01-22 | ZP | Tyco | 15 | RP03 | 76569 | BFP001131 | Victoria Point Shopping Centre 2-34 Bunker Road Victoria Point QLD 4165 | Lipoma Pty Ltd As Trustee | 237850 | PO Box 3354 VICTORIA POINT WEST QLD 4165 | TST | 114027 | Red Rooster - On wall in receiving bay servicing cold tap for cleaning
2016-01-21 | ZP | Tyco | 15 | RP03 | 48044 | BFP001132 | Victoria Point Shopping Centre 2-34 Bunker Road Victoria Point QLD 4165 | Lipoma Pty Ltd As Trustee | 237850 | PO Box 3354 VICTORIA POINT WEST QLD 4165 | TST | 114027 | Red Rooster - On wall in receiving bay servicing hot tap for cleaning
2016-01-22 | ZP | Tyco | 25 | RPZ98 | R25248 | BFP001133 | Victoria Point Shopping Centre 2-34 Bunker Road Victoria Point QLD 4165 | Lipoma Pty Ltd As Trustee | 237850 | PO Box 3354 VICTORIA POINT WEST QLD 4165 | TST | 114027 | Red Rooster - In landscaping on exit to drive thru.
2016-12-06 | ZP | Valvcheq | 20 | Rp03 | 160979 | BFP001134 | 2 Christine Place Capalaba QLD 4157 | ICH Enterprises Pty Ltd | 204091 | 5 Dorsal Drive Birkdale QLD 4159 | CMP | 74903 | Brewhouse Wet Area
2017-11-30 | IP | Combraco | 20 | 40204A1I | Q2099 | BFP001135 | Pump Station 103 Mooloomba Road Point Lookout QLD 4183 | Redland City Council Redland Water Attn: Mgr Treatment Operations (Sewerage) | 60225 | PO Box 21 Cleveland QLD 4163 | 5 | 1498 | Pump Station 103
2017-11-30 | IP | Canbraco | 20 | 40204A2I | MF987 | BFP001136 | Unnamed Street NORTH STRADBROKE ISLAND QLD 4183 | Queensland Bulk Water Supply Authority Trading As SEQ Water | 33217 | Logan-Albert District Office PO Box 1164 BEENLEIGH QLD 4207 | 6 | 7 | Pump Station 142
2017-12-29 | ZP | ValCheq | 40 | RP03 | 90286 | BFP001137 | Unnamed Street NORTH STRADBROKE ISLAND QLD 4183 | Queensland Bulk Water Supply Authority Trading As SEQ Water | 33217 | PO Box 328 IPSWICH QLD 4305 | CMP | 335800 | Control Building - Dunwich Sewerage Treatment Plant
2017-12-29 | IP | CombracotYCO | 32 | rp03 | 45249 | BFP001138 | Unnamed Street NORTH STRADBROKE ISLAND QLD 4183 | Queensland Bulk Water Supply Authority Trading As SEQ Water | 33217 | Logan-Albert District Office PO Box 1164 BEENLEIGH QLD 4207 | 6 | 7 | Soda Ash Station - Dunwich Sewerage Treatment Plant
2017-12-29 | IP | CONBRACO | 20 | 40204A1I | QN908 | BFP001139 | Unnamed Street NORTH STRADBROKE ISLAND QLD 4183 | Queensland Bulk Water Supply Authority Trading As SEQ Water | 33217 | PO Box 328 IPSWICH QLD 4305 | CMP | 335800 | Front entrance of Mining Road - near Alum Dosing & Safety Shower
2017-12-22 06:17 | IP | VALVCHEQ | 25 | RP03 | 174053 | BFP001140 | Point Lookout Conservation Area East Coast Road Point Lookout QLD 4183 | Redland City Council As Trustee City Spaces | 312350 | PO Box 21 Cleveland QLD 4163 | 2 | 80336 | Pump Station 131 Beach Access
2017-12-12 | ZP | Combraco | 20 | 40204A1I | RA295 | BFP001141 | 221 Mount Cotton Road Capalaba QLD 4157 | Queensland Ambulance Service (Capalaba) | 40534 | C/- Officer In Charge 221 Mount Cotton Road CAPALABA QLD 4157 | 6 | 2399 | Back of Patio
2017-12-19 | IP | Febco | 20 | 825ye | 12980 | BFP001142 | Pump Station 68 384A-394 Redland Bay Road Thornlands QLD 4164 | Redland City Council Redland Water Attn: Mgr Treatment Operations (Sewerage) | 63846 | PO Box 21 Cleveland QLD 4163 | 5 | 1498 | Pump Station 68
2009-03-24 | ZP | TYCO | 25 | RPZ98 | R21462 | BFP001143 | 27 Mooloomba Road Point Lookout QLD 4183 | Mr John Truman Mrs Jennifer F Truman | 4656 | 27 Mooloomba Road Point Lookout QLD 4183 | 0 | 66718 | Behind shop next to water meter
2016-02-20 | IP | VALVETEC | 25 | D21305 | D21305 | BFP001144 | Victoria Point State High School 93-131 Benfer Road Victoria Point QLD 4165 | The State Of Queensland (Represented By Department of Education & Training) | 201160 | Victoria Point State High School 93-131 Benfer Road Victoria Point QLD 4165 | EDU | 81589 | Fire Hose Reel next to CO.06
2016-12-15 | IP | Conbraco | 25 | 40105A1I | 51226 | BFP001145 | 2 Smith Street Capalaba QLD 4157 | Anthony Parisi As Trustee | 11789 | 296-304 Redland Bay Road Thornlands QLD 4164 | CMP | 14986 | Right Side 2nd Roller Door Outside - Fire Hose
2016-12-15 | IP | Conbraco | 25 | 40105A1I | RX616 | BFP001146 | 2 Smith Street Capalaba QLD 4157 | Anthony Parisi As Trustee | 11789 | 42 Plymouth Court Cleveland QLD 4163 | TST | 77220 | Right Side 15, Roller Door - Inside - Fire Hose
2017-11-30 | IP | Valcheq | 20 | RP03 | 163825 | BFP001147 | Pump Station 104 Bimba Street Point Lookout QLD 4183 | Redland City Council Redland Water Attn: Mgr Treatment Operations (Sewerage) | 61098 | PO Box 21 Cleveland QLD 4163 | 5 | 1498 | Pump Station 104
2017-11-30 | IP | Conbraco | 20 | 40204A1I | SY095 | BFP001148 | Pump Station 71 Sewerage Treatment Plant Donahue Street NORTH STRADBROKE ISLAND QLD 4183 | Redland City Council As Trustee Redland Water Attn: Mgr Treatment Operations (Sewerage) | 312260 | PO Box 21 Cleveland QLD 4163 | 2 | 82760 | Pump Station 71
2015-03-03 | ZP | Tyco | 20 | RP03 | 61878 | BFP001150 | 58 Shore Street West Ormiston QLD 4160 | J & J Investments (Qld) Pty Ltd As Trustee G & F Oldham Pty Ltd As Trustee | 1231 | 4 Mainroyal Court Cleveland QLD 4163 | TST | 315290 | Used Cars (Toyota) beside water meter
2015-03-03 | IP | COMBRACO | 25 | RJ295 | 40105A1I | BFP001151 | 58 Shore Street West Ormiston QLD 4160 | J & J Investments (Qld) Pty Ltd As Trustee G & F Oldham Pty Ltd As Trustee | 1231 | 4 Mainroyal Court Cleveland QLD 4163 | TST | 315290 | Service Reception (Toyota) on hose reel
2015-03-03 | IP | COMBRACO | 25 | RJ295 | 40105A1I | BFP001151 | 58 Shore Street West Ormiston QLD 4160 | J & J Investments (Qld) Pty Ltd As Trustee G & F Oldham Pty Ltd As Trustee | 1231 | 4 Mainroyal Court Cleveland QLD 4163 | TST | 387199 | Service Reception (Toyota) on hose reel
2015-03-03 | IP | TYCO | 25 | DCV98 | D20750 | BFP001152 | 58 Shore Street West Ormiston QLD 4160 | J & J Investments (Qld) Pty Ltd As Trustee G & F Oldham Pty Ltd As Trustee | 1231 | 4 Mainroyal Court Cleveland QLD 4163 | TST | 315290 | LHS of Toyota workshop near side door
2015-03-03 | ZP | TYCO | 32 | RP03 | 45956 | BFP001153 | 58 Shore Street West Ormiston QLD 4160 | J & J Investments (Qld) Pty Ltd As Trustee G & F Oldham Pty Ltd As Trustee | 1231 | PO Box 13 SPRINGWOOD QLD 4127 | TST | 103008 | LHS of Toyota workshop near side door
2016-01-22 | ZP | Tyco | 25 | DCV98 | 7025 | BFP001154 | Victoria Point Shopping Centre 2-34 Bunker Road Victoria Point QLD 4165 | Lipoma Pty Ltd As Trustee | 237850 | PO Box 3354 VICTORIA POINT WEST QLD 4165 | TST | 114027 | Fire Hose Reel outside QML
2006-09-25 | IP | FEBCO | 32 | 825Y | A013290 | BFP001156 | 1A Emmett Drive Cleveland QLD 4163 | Redland City Council As Lessee City Infrastructure | 240970 | PO Box 21 Cleveland QLD 4163 | 11 | 108192 | Left hand side of driveway entrance
2017-11-30 | IP | COMBRACO | 20 | 40204A1I | SY033 | BFP001157 | 23-25 Tramican Street Point Lookout QLD 4183 | Redland City Council As Trustee City Spaces | 4757 | PO Box 21 Cleveland QLD 4163 | 2 | 80336 | Pump Station 69
2017-11-30 | ZP | COMBRACO | 20 | 40204A1I | SY032 | BFP001158 | Dickson Way NORTH STRADBROKE ISLAND QLD 4183 | Redland City Council As Trustee Redland Water Attn: Mgr Treatment Operations (Water) | 33221 | PO Box 21 Cleveland QLD 4163 | 2 | 91642 | Pump Station 72
2017-11-30 | IP | COMBRACO | 20 | 40204A1I | SX857 | BFP001159 | Pump Station 70 Roseby Court Point Lookout QLD 4183 | Redland City Council Redland Water Attn: Mgr Treatment Operations (Sewerage) | 61099 | PO Box 21 Cleveland QLD 4163 | 5 | 1498 | Pump Station 70
2017-11-30 | IP | Combraco | 20 | 40204a2I | MP984 | BFP001160 | Pump Station Flinders Avenue Dunwich QLD 4183 | Redland City Council As Lessee Redland Water Attn: Mgr Treatment Operations | 205929 | PO Box 21 Cleveland QLD 4163 | 2 | 81787 | Pump Station 143
2017-11-30 | IP | CONBRACO | 20 | 40204A2I | MP968 | BFP001162 | Pump Station 144 Yabby Street Dunwich QLD 4183 | Redland City Council Redland Water Attn: Mgr Treatment Operations (Sewerage) | 256760 | PO Box 21 Cleveland QLD 4163 | 5 | 1498 | Pump Station 144
2017-01-02 | ZP | AME | 20 | 400BMBLF | 126 | BFP001166 | 116 Benfer Road Victoria Point QLD 4165 | The Trust Company Limited | 60232 | 29 GRIEVE ROAD ROCHEDALE QLD 4123 | CMP | 95801 | Next to water tap garden bed behind centre
2017-01-02 | ZP | CONBRACO | 20 | 40204A1I | QZ219 | BFP001167 | 116 Benfer Road Victoria Point QLD 4165 | The Trust Company Limited | 60232 | Sandhurst Trustees Ltd C/- Arena Reit Management Limited Locked Bag 32002 Collins Street East MELBOURNE VIC 8003 | CMP | 123281 | Service centre of building 2 next to hot water unit
2017-09-22 | ZP | Tyco | 25 | RPZ98 | R20521 | BFP001168 | Nareeba Moopi Moopi Aged Care Facility 28 Dickson Way Dunwich QLD 4183 | North Stradbroke Island Aboriginal & Islanders Housing Co-operative Society Limited | 33606 | PO BOX 66 DUNWICH QLD 4183 | 9 | 5266 | Under building pan washer area (Hot Water)
2017-09-22 | ZP | Tyco | 25 | RPZ98 | R20456 | BFP001169 | Nareeba Moopi Moopi Aged Care Facility 28 Dickson Way Dunwich QLD 4183 | North Stradbroke Island Aboriginal & Islanders Housing Co-operative Society Limited | 33606 | PO BOX 66 DUNWICH QLD 4183 | 9 | 5266 | Under building pan washer area (Cold Water)
2017-09-22 | ZP | CONBRACO | 40 | 40207A21 | KX277 | BFP001170 | Nareeba Moopi Moopi Aged Care Facility 28 Dickson Way Dunwich QLD 4183 | North Stradbroke Island Aboriginal & Islanders Housing Co-operative Society Limited | 33606 | PO BOX 66 DUNWICH QLD 4183 | 9 | 5266 | Outside laundry on wall (Cold Water)
2015-10-01 | CP | Tyco | 25 | DCV98 | 15392 | BFP001172 | Redland Hospital 21 Weippin Street Cleveland QLD 4163 | Metro South Hospital And Health Service | 24265 | C/- Bayside Health Srv District V Quinlan PO Box 585 CLEVELAND QLD 4163 | 6 | 29488 | O.T Reception First Floor - Fire Hose Reel DCV
2015-10-01 | CP | Tyco | 25 | DCV98 | D22007 | BFP001173 | Redland Hospital 21 Weippin Street Cleveland QLD 4163 | Metro South Hospital And Health Service | 24265 | Redland Hospital Building & Maintenance PO Box 585 CLEVELAND QLD 4163 | 6 | 296855 | Yugipa Chronic Disease Back Wall Cupboard Fire Hose Reel
2017-06-05 | IP | TYCO | 25 | DCV98 | D17059 | BFP001174 | Alexandra Hills Shopping Centre 71 Cambridge Drive Alexandra Hills QLD 4161 | Blau Holdings Pty Ltd As Trustee Rakio Pty Ltd As Trustee | 387010 | C/- Mr George Blau 50 Rosemont Avenue CAULFIELD NORTH VIC 3161 | TST | 341706 | Rear loading door on Fire Hose Reel
2017-06-05 | IP | TYCO | 25 | DCV | D19634 | BFP001175 | Alexandra Hills Shopping Centre 71 Cambridge Drive Alexandra Hills QLD 4161 | Blau Holdings Pty Ltd As Trustee Rakio Pty Ltd As Trustee | 387010 | C/-Centre Mgr Alex Hills Shopctr Cnr Finucane Rd & Cambridge Dr ALEXANDRA HILLS QLD 4161 | TST | 341708 | Fire hose reel in cabinet upstairs besides amenities
2017-06-05 | IP | TYCO | 25 | DCV98 | D16616 | BFP001176 | Alexandra Hills Shopping Centre 71 Cambridge Drive Alexandra Hills QLD 4161 | Blau Holdings Pty Ltd As Trustee Rakio Pty Ltd As Trustee | 387010 | C/- Mr George Blau 50 Rosemont Avenue CAULFIELD NORTH VIC 3161 | TST | 341706 | Hot food bar right hand side near stairwell
2017-06-05 | IP | TYCO | 25 | DCV98 | D17088 | BFP001177 | Alexandra Hills Shopping Centre 71 Cambridge Drive Alexandra Hills QLD 4161 | Blau Holdings Pty Ltd As Trustee Rakio Pty Ltd As Trustee | 387010 | C/-Centre Mgr Alex Hills Shopctr Cnr Finucane Rd & Cambridge Dr ALEXANDRA HILLS QLD 4161 | TST | 341708 | Left hand side main entrance fire hose reel
2017-06-05 | IP | TYCO | 25 | DCV98 | D18146 | BFP001178 | Alexandra Hills Shopping Centre 71 Cambridge Drive Alexandra Hills QLD 4161 | Blau Holdings Pty Ltd As Trustee Rakio Pty Ltd As Trustee | 387010 | C/- Mr George Blau 50 Rosemont Avenue CAULFIELD NORTH VIC 3161 | TST | 341706 | Right hand side main entrance
2014-04-28 | IP | TYCO | 25 | DCV | 19361 | BFP001179 | Alexandra Hills Shopping Centre 71 Cambridge Drive Alexandra Hills QLD 4161 | Blau Holdings Pty Ltd As Trustee Rakio Pty Ltd As Trustee | 387010 | C/-Centre Mgr Alex Hills Shopctr Cnr Finucane Rd & Cambridge Dr ALEXANDRA HILLS QLD 4161 | TST | 341708 | Fire hose reel outside lunch room
2010-12-10 | IP | Tyco | 25 | DCV98 | D22021 | BFP001183 | 18 Merritt Street Capalaba QLD 4157 | Covin NQ Pty Ltd As Trustee | 251560 | 89 Mosman Street CHARTERS TOWERS QLD 4820 | TST | 321833 | In cupboard of office
2010-12-10 | IP | Tyco | 25 | DCV98 | D22670 | BFP001184 | 18 Merritt Street Capalaba QLD 4157 | Covin NQ Pty Ltd As Trustee | 251560 | PO Box 181 CAPALABA QLD 4157 | CMP | 31522 | Bottom of stairs in cupboard - corner unit
2010-12-10 | ZP | Tyco | 25 | RPZ98 | R77903 | BFP001185 | 18 Merritt Street Capalaba QLD 4157 | Covin NQ Pty Ltd As Trustee | 251560 | 89 Mosman Street CHARTERS TOWERS QLD 4820 | TST | 321833 | Front garden two metres from water meter
2017-11-29 | ZP | Febco | 20 | 825y | A012442 | BFP001186 | Dunwich State School 10 Dickson Way Dunwich QLD 4183 | The State Of Queensland (Represented By Department Of Education & Training) | 4253 | PO BOX 37 DUNWICH QLD 4183 | EDU | 81539 | Administration Block - Dental Van Site
2017-11-29 | ZP | Febco | 20 | 825ye | A012468 | BFP001187 | Dunwich State School 10 Dickson Way Dunwich QLD 4183 | The State Of Queensland (Represented By Department Of Education & Training) | 4253 | PO Box 15033 BRISBANE ALBERT STREET QLD 4002 | 6 | 287401 | Rear of Dressing Shed Wall - Pool
2017-11-29 | ZP | Febco | 20 | 825ye | 12478 | BFP001188 | Dunwich State School 10 Dickson Way Dunwich QLD 4183 | The State Of Queensland (Represented By Department Of Education & Training) | 4253 | PO BOX 37 DUNWICH QLD 4183 | EDU | 81539 | South Wall Pool Amenities
2014-04-07 | ZP | WATTS | 50 | 909AUS | D1618 | BFP001190 | Capalaba State School 154 Mount Cotton Road Capalaba QLD 4157 | The State Of Queensland (Represented By Department Of Education & Training) | 329970 | PO Box 15033 CITY EAST QLD 4002 | 6 | 364841 | Oval Fence Line
2017-09-07 | ZP | Wilkins Zurns | 20 | 825ye | W069750 | BFP001191 | Birkdale South State School 447-459 Old Cleveland Road East Birkdale QLD 4159 | The State Of Queensland (Represented By Department of Education & Training) | 244950 | PO Box 15033 CITY EAST QLD 4002 | 6 | 283868 | Dental Van Site
2017-09-07 | ZP | Wilkins Zurn | 15 | 825ye | W028056 | BFP001192 | Birkdale South State School 447-459 Old Cleveland Road East Birkdale QLD 4159 | The State Of Queensland (Represented By Department of Education & Training) | 244950 | PO Box 15033 CITY EAST QLD 4002 | 6 | 283868 | Outside PE Shed
2015-12-01 | IP | TYCO | 20 | RP03 | 32434 | BFP001193 | 24-30 Enterprise Street Cleveland QLD 4163 | The Trust Company (Australia) Limited | 38008 | C/- Accounts Payable Locked Bag 4000 LIVERPOOL BC NSW 1871 | CMP | 14872 | At Carbon Dioxide Tank
2016-11-23 | ZP | TYCO | 25 | DCV98 | D22024 | BFP001194 | 116-122 Redland Bay Road Capalaba QLD 4157 | Tamarin Pty Ltd Otmoor Pty Ltd As Trustee | 33853 | Unit 62 De Ville 3645 Main Beach Parade MAIN BEACH QLD 4217 | TST | 340217 | Beside Water Meter
2017-11-02 | ZP | Tyco | 32 | RP03 | 11364 | BFP001195 | 2-30 Delancey Street Cleveland QLD 4163 | The State Of Qld (Rep By Dept Of Agriculture & Fisheries & Forestry) | 399960 | PO Box 327 CLEVELAND QLD 4163 | 6 | 397121 | No 22 - Pesticide Shed Right Hand Side on Entrance
2016-12-06 | ZP | Conbraco | 32 | 40106A11 | QU391 | BFP001196 | 121 Russell Street Cleveland QLD 4163 | Harlyn Nominees Pty Ltd As Trustee | 1979 | PO Box 1637 CLEVELAND QLD 4163 | CMP | 218162 | On irrigation system front garden bed near water meter
2016-12-06 | IP | Watts | 25 | 007M1Aus | 13805 | BFP001197 | 121 Russell Street Cleveland QLD 4163 | Harlyn Nominees Pty Ltd As Trustee | 1979 | PO BOX 8196 TAMUNING 96931 GUAM | 0 | 114925 | On fire hose reel left hand side of building near roller door.
2013-09-20 | ZP | Conbraco | 25 | 40105A1I | RM761 | BFP001198 | 37 Smith Street Capalaba QLD 4157 | Mr Douglas W Millar Mrs Julie Millar | 251720 | 28 Oak Street Ormiston QLD 4160 | 0 | 57451 | Inside front of shed on fire hose reel
2014-09-20 | ZP | Conbraco | 20 | 40104A1I | Q4308 | BFP001199 | 37 Smith Street Capalaba QLD 4157 | Mr Douglas W Millar Mrs Julie Millar | 251720 | PO Box 181 CAPALABA QLD 4157 | CMP | 31522 | Front Garden Irrigation
2017-10-26 | IP | Conbraco | 15 | 40203A2I | PT279 | BFP001200 | 535 Redland Bay Road Victoria Point QLD 4165 | Mr Kevin P Williams Mrs Joanne E Williams | 204573 | PO Box 3091 VICTORIA POINT WEST QLD 4165 | 0 | 4144 | Pet wash down area under sink (hot water)
2017-10-26 | IP | Conbraco | 15 | 40203A1I | SI585 | BFP001201 | 535 Redland Bay Road Victoria Point QLD 4165 | Mr Kevin P Williams Mrs Joanne E Williams | 204573 | PO Box 3091 VICTORIA POINT WEST QLD 4165 | 0 | 4143 | Pet wash down area under sink (cold water)
2017-10-26 | IP | Conbraco | 15 | 40203A1I | SI634 | BFP001202 | 535 Redland Bay Road Victoria Point QLD 4165 | Mr Kevin P Williams Mrs Joanne E Williams | 204573 | PO Box 3091 VICTORIA POINT WEST QLD 4165 | 0 | 4144 | To rear of building adjacent to air conditioner - condensers
2017-10-26 | IP | Conbraco | 15 | 40203A1I | SI559 | BFP001203 | 535 Redland Bay Road Victoria Point QLD 4165 | Mr Kevin P Williams Mrs Joanne E Williams | 204573 | PO Box 3091 VICTORIA POINT WEST QLD 4165 | 0 | 4143 | To rear of building adjacent to air conditioner - condensers
2016-11-01 | ZP | Tyco | 20 | RPZ98 | R27629 | BFP001204 | 1-5 Tamarillo Close Mount Cotton QLD 4165 | Panially Pty Ltd | 277000 | PO Box 3428 VICTORIA POINT WEST QLD 4165 | CMP | 247152 | Rear of building near hot water system
2016-11-01 | ZP | Tyco | 32 | DCV98 | D22651 | BFP001205 | 1-5 Tamarillo Close Mount Cotton QLD 4165 | Panially Pty Ltd | 277000 | C/- 101 Stern Road CARBROOK QLD 4130 | TST | 246248 | On Boundary next to meter
2016-11-01 | ZP | Tyco | 25 | RPZ98 | R27805 | BFP001206 | 1-5 Tamarillo Close Mount Cotton QLD 4165 | Panially Pty Ltd | 277000 | PO Box 3428 VICTORIA POINT WEST QLD 4165 | CMP | 247152 | On boundary next to meter
2017-05-08 | CP | Combraco | 25 | 40105AI1 | SM760 | BFP001209 | Capalaba Central Shopping Centre 38-62 Moreton Bay Road Capalaba QLD 4157 | Shayher Alliance Pty Limited As Trustee | 54896 | C/- Wynnum Retail Management Pty Ltd PO Box 683 CAPALABA QLD 4157 | TST | 426023 | Fire Hose Reel Adjacent photo lab area
2017-05-08 | CP | Combraco | 25 | 40105AI1 | SM763 | BFP001210 | Capalaba Central Shopping Centre 38-62 Moreton Bay Road Capalaba QLD 4157 | Shayher Alliance Pty Limited As Trustee | 54896 | PO Box 683 CAPALABA QLD 4157 | CMP | 103277 | Fire Hose Reel near layby
2017-08-25 | ZP | TYCO | 20 | RPZ98 | R27055 | BFP001211 | Charlie Buckler Sportsfield 762 Redland Bay Road Redland Bay QLD 4165 | Redland City Council City Spaces | 31971 | PO Box 21 Cleveland QLD 4163 | 5 | 70036 | Next to grease trap on eastern side of clubhouse
2017-02-14 | IP | Conbraco | 25 | 40105A11 | RX481 | BFP001212 | Capalaba Park Shopping Centre 7-45 Redland Bay Road Capalaba QLD 4157 | YFG Shopping Centres as Trustee Trondage Enterprises Pty Ltd | 11785 | C/- CAPALABA SHOPPING CENTRE 7-45 REDLAND BAY ROAD CAPALABA QLD 4157 | TST | 77315 | FHR near GIT in basement 2 - Centre Management
2017-02-15 | ZP | Febco | 40 | 825y | A015689 | BFP001213 | Capalaba Park Shopping Centre 7-45 Redland Bay Road Capalaba QLD 4157 | YFG Shopping Centres as Trustee Trondage Enterprises Pty Ltd | 11785 | Capalaba Park Shopping Centre 7-45 Redland Bay Road Capalaba QLD 4157 | CMP | 369358 | On cold water line in plant room next to hot water unit - Coles
2017-02-15 | ZP | Conbraco | 25 | 40205A15 | QU453 | BFP001214 | Capalaba Park Shopping Centre 7-45 Redland Bay Road Capalaba QLD 4157 | YFG Shopping Centres as Trustee Trondage Enterprises Pty Ltd | 11785 | C/- CAPALABA SHOPPING CENTRE 7-45 REDLAND BAY ROAD CAPALABA QLD 4157 | TST | 77315 | On hot water line in plant room next to how water unit - Coles
2016-10-14 | ZP | Conbraco | 20 | 40204A1I | 51368 | BFP001215 | 97-129 Dundas Street Ormiston QLD 4160 | Ormiston College Limited | 932 | PO Box 1835 CLEVELAND DC QLD 4163 | EDU | 1272 | Plant Room
2016-10-14 | IP | Conbraco | 25 | 40105AI1 | QU038 | BFP001216 | 97-129 Dundas Street Ormiston QLD 4160 | Ormiston College Limited | 932 | PO Box 1835 CLEVELAND DC QLD 4163 | EDU | 1272 | Western Entrance
2016-10-14 | IP | Conbraco | 25 | 40105A1I | QU0806 | BFP001217 | 97-129 Dundas Street Ormiston QLD 4160 | Ormiston College Limited | 932 | PO Box 1835 CLEVELAND DC QLD 4163 | EDU | 1272 | Near basketball scoreboard
2017-03-03 | CP | Tyco | 50 | DCV98 | D18059 | BFP001218 | Cylinder Beach Caravan Park 130 East Coast Road Point Lookout QLD 4183 | Quandamooka Yoolooburrabee Aboriginal Corporation As Trustee | 312340 | C/- Cameron Costello 27 Rainbow Crescent DUNWICH QLD 4163 | TST | 377089 | Cylinder Beach Caravan Park
2017-06-28 | IP | Febco | 25 | 805YE | A24462 | BFP001219 | 37 Neumann Road Capalaba QLD 4157 | Timothy N & Jenifer A Webb As Trustee | 204085 | 10 Lyrebird Lane Bongaree BRIBIE ISLAND QLD 4507 | TST | 319464 | On fire hose reel located on right hand side of building adjacent to fire door
2017-06-28 | ZP | Febco | 25 | 805ye | 748 | BFP001220 | 37 Neumann Road Capalaba QLD 4157 | Timothy N & Jenifer A Webb As Trustee | 204085 | PO Box 43 Tingalpa QLD 4173 | TST | 233256 | Front centre of property boundary in garden adjacent to water meter
2017-06-28 | IP | Febco | 25 | 805ye | A24618 | BFP001221 | 37 Neumann Road Capalaba QLD 4157 | Timothy N & Jenifer A Webb As Trustee | 204085 | 10 Lyrebird Lane Bongaree BRIBIE ISLAND QLD 4507 | TST | 319464 | Front left hand side of building on fire hose reel
2017-02-15 | ZP | Valvcheq | 20 | RP03 | 89528 | BFP001222 | 58-68 Delancey Street Ormiston QLD 4160 | Rural Press (Qld) Limited | 1110 | C/- Dtz & Ugl Services GPO Box 2698 CANBERRA CITY ACT 2601 | CMP | 1516 | Plate room roller wash
2017-08-24 | CP | Tyco | 80 | RPZ98 | R21954 | BFP001223 | Capalaba Football Club Inc 144K Old Cleveland Road Capalaba QLD 4157 | Capalaba Football Club Inc | 307020 | PO Box 34 CAPALABA QLD 4157 | Sport | 50429 | Capalaba Soccer Club Car Park
2015-09-15 | IP | Febco | 50 | 825y | A006618 | BFP001224 | 229 Long Street Cleveland QLD 4163 | Redland City Council City Spaces | 56395 | PO Box 21 Cleveland QLD 4163 | 5 | 1498 | Pump Station 128 - Header Tank
2017-10-09 | IP | Conbraco | 25 | 40105A11 | SA775 | BFP001226 | 381-387 Main Road Wellington Point QLD 4160 | Hogan Hoteliers Pty Ltd | 7760 | PO Box 2060 WELLINGTON POINT QLD 4160 | CMP | 9637 | In front foyer in fire cupboard
2017-02-21 | ZP | Conbraco | 25 | 40105A11 | RX740 | BFP001227 | Wellington Park Private Care 16 Balmoral Street Wellington Point QLD 4160 | Superior Care Group Pty Ltd | 52504 | 16 Balmoral Street WELLINGTON POINT QLD 4160 | CMP | 11131 | Outside wall dining room Wing 1
2017-02-21 | ZP | Conbraco | 25 | 40105A11 | RX766 | BFP001228 | Wellington Park Private Care 16 Balmoral Street Wellington Point QLD 4160 | Superior Care Group Pty Ltd | 52504 | 16 Balmoral Street WELLINGTON POINT QLD 4160 | CMP | 11131 | Wing 6 under covered walkway
2017-02-28 | ZP | Febco | 25 | 805YE | 24653 | BFP001229 | Wellington Park Private Care 16 Balmoral Street Wellington Point QLD 4160 | Superior Care Group Pty Ltd | 52504 | 16 Balmoral Street WELLINGTON POINT QLD 4160 | CMP | 11131 | Outside wall - Wing 6 covered walkway
2017-09-29 | ZP | Tyco | 80 | RP03 | RP041 | BFP001231 | 55-57 Enterprise Street Cleveland QLD 4163 | Titan Tidal Technologies Pty Ltd As Trustee | 50448 | C/- D&M Plant Hire PO Box 1896 CLEVELAND QLD 4163 | TST | 412908 | Inside the factory on the west wall
2017-09-29 | CP | Tyco | 80 | DC03 | DC003 | BFP001234 | 55-57 Enterprise Street Cleveland QLD 4163 | Titan Tidal Technologies Pty Ltd As Trustee | 50448 | PO Box 1966 CLEVELAND QLD 4163 | CMP | 247121 | Behind the hydro box at the front of factory
2015-09-30 | ZP | Febco | 25 | 850L | 11911 | BFP001235 | Wellington Mews 398 Birkdale Road Wellington Point QLD 4160 | Wellington Mews The Body Corporate | 265640 | Unit 14 Ross Court Commerical Centre 197 Bloomfield Street CLEVELAND QLD 4163 | BC | 270903 | Front left hand side of property
2016-03-03 | ZP | Valvetec | 25 | RPZ98 | R128060 | BFP001236 | Melaleuca Grove Garden Villas 12 Tauris Road Capalaba QLD 4157 | Body Corporate for Melaleuca Grove Garden Villas CTS 27770 | 200021 | PO Box 111 GREENSLOPES QLD 4120 | BC | 108617 | Behind Unit 35
2017-09-22 | ZP | Combraco | 20 | 4020A21 | FN661 | BFP001237 | 62-64 Shore Street West Ormiston QLD 4160 | Shirley Adams Pty Ltd Shirley Adams Pty Ltd As Trustee | 1232 | 14 Veerings Crescent TWIN WATERS QLD 4564 | CMP | 1679 | Wet Rubbing Bay
2017-01-20 | CP | Tyco | 25 | DCV98 | D23039 | BFP001238 | 614 Main Road Wellington Point QLD 4160 | Edgarange Pty Ltd | 26715 | PO Box 181 CAPALABA QLD 4157 | CMP | 31522 | Inside western wall of shed at southern end on fire hose reel
2017-01-20 | CP | Tyco | 25 | DCV98 | D2396 | BFP001239 | 614 Main Road Wellington Point QLD 4160 | Edgarange Pty Ltd | 26715 | 1200 Ipswich Road MOOROOKA QLD 4105 | TST | 255663 | Inside western wall in middle of shed on fire hose reel
2017-01-27 | IP | Valvtec | 25 | DCV98 | D22060 | BFP001241 | 92-94 Redland Bay Road Capalaba QLD 4157 | Chippenpark Pty Ltd | 40956 | PO Box 7498 EAST BRISBANE QLD 4169 | CMP | 249618 | On fire hose reel in loading dock entrance near roller door.
2017-01-27 | IP | Valvtec | 25 | DCV98 | D22031 | BFP001242 | 92-94 Redland Bay Road Capalaba QLD 4157 | Chippenpark Pty Ltd | 40956 | PO BOX 190 ARCHERFIELD QLD 4108 | CMP | 79681 | On fire hose reel near cleaners room and disabled toilet
2017-01-27 | IP | Valvtec | 25 | DCV98 | D22047 | BFP001243 | 92-94 Redland Bay Road Capalaba QLD 4157 | Chippenpark Pty Ltd | 40956 | PO Box 7498 EAST BRISBANE QLD 4169 | CMP | 249618 | On fire hose reel in corridor near managers office
2017-01-27 | IP | Valvtec | 25 | RPZ98 | 94371 | BFP001244 | 92-94 Redland Bay Road Capalaba QLD 4157 | Chippenpark Pty Ltd | 40956 | PO BOX 190 ARCHERFIELD QLD 4108 | CMP | 79681 | On irrigation system front garden bed near water meter
2016-10-07 | ZP | Febco | 20 | 860L | 19564 | BFP001249 | Raby Bay Quays 13-14 Esperance Court Cleveland QLD 4163 | No owners recorded | 239030 | PO Box 539 CLEVELAND QLD 4163 | BC | 427238 | Garden north east building under irrigation panel
2017-06-16 | CP | Watts | 40 | 007m2AUS | 2556 | BFP001250 | 239-241 South Street Cleveland QLD 4163 | Mr David G Denovan | 37000 | 3 Skirmish Court Victoria Point QLD 4165 | 0 | 47513 | Left side of gate front of water meter
2017-11-30 | CP | Tyco | 4050 | DCV98 | D22579 | BFP001251 | Victoria Point Lakeside Shopping Centre / Library 7-13 Bunker Road Victoria Point QLD 4165 | Victoria Point Lakeside Pty Ltd | 280550 | C/- First National Property Group PO Box 7338 REDLAND BAY QLD 4165 | BUS | 261010 | In fire hose reel cabinet Aldi Store
2017-11-30 | ZP | Tyco | 20 | DCV98 | D23097 | BFP001252 | Victoria Point Lakeside Shopping Centre / Library 7-13 Bunker Road Victoria Point QLD 4165 | Victoria Point Lakeside Pty Ltd | 280550 | C/- First National Property Group PO Box 7338 REDLAND BAY QLD 4165 | BUS | 261010 | In ceiling space above loading dock - Aldi
2017-11-03 | ZP | VaivCheq | 25 | RP03 | 990 | BFP001253 | Pump Station 48 - Victor Street Birkdale QLD 4159 | Redland City Council Redland Water Attn: Mgr Treatment Operations (Sewerage) | 55570 | PO Box 21 Cleveland QLD 4163 | 5 | 1498 | End of street at Pump Station 48
2006-09-11 | CP | Febco | 25 | 825Y | F000646 | BFP001254 | Quarry Road Bushland Refuge 116-132 Quarry Road Birkdale QLD 4159 | Redland City Council City Spaces | 27185 | PO Box 21 Cleveland QLD 4163 | 5 | 70036 | Garden bed near garage
2017-02-22 | ZP | Tyco | 20 | DCV98 | D22960 | BFP001255 | Wellington Park Private Care 16 Balmoral Street Wellington Point QLD 4160 | Superior Care Group Pty Ltd | 52504 | 16 Balmoral Street WELLINGTON POINT QLD 4160 | CMP | 11131 | Beside kitchen entry (Stage 1)
2017-02-18 | ZP | Tyco | 20 | DCV98 | D22981 | BFP001256 | Wellington Park Private Care 16 Balmoral Street Wellington Point QLD 4160 | Superior Care Group Pty Ltd | 52504 | 16 Balmoral Street WELLINGTON POINT QLD 4160 | CMP | 11131 | Outside wall kitchen (Stanford Lodge)
2017-11-15 | CP | Valvtec | 25 | DCV98 | D11099 | BFP001260 | Marebello Retirement Village 537-547 Redland Bay Road Victoria Point QLD 4165 | Marebello Property Pty Ltd As Trustee | 203621 | 1/2000 Logan Road UPPER MOUNT GRAVATT QLD 4122 | TST | 422199 | Jacaranda wing on fire hose reel 1st floor south end
2014-07-24 | ZP | WATTS | 20 | 007M3 | 27863 | BFP001262 | 21B Degen Road Capalaba QLD 4157 | Cerebral Palsy League Of Queensland | 370540 | PO Box 386 FORTITUDE VALLEY QLD 4006 | ORG | 280466 | Bin washdown area
2017-08-07 | CP | Tyco | 32 | DCV98 | D21865 | BFP001263 | Victoria Point Lakeside Shopping Centre / Library 7-13 Bunker Road Victoria Point QLD 4165 | Victoria Point Lakeside Pty Ltd | 280550 | C/- First National Property Group PO Box 7338 REDLAND BAY QLD 4165 | BUS | 261010 | Between Aldi and building A outside disabled toilets
2017-08-07 | IP | Valvcheq | 15 | RP03 | 98380 | BFP001264 | Victoria Point Lakeside Shopping Centre / Library 7-13 Bunker Road Victoria Point QLD 4165 | Victoria Point Lakeside Pty Ltd | 280550 | C/- First National Property Group PO Box 7338 REDLAND BAY QLD 4165 | BUS | 261010 | Behind fruit shop
2017-08-07 | ZP | Tyco | 15 | RPZ98 | R28539 | BFP001265 | Victoria Point Lakeside Shopping Centre / Library 7-13 Bunker Road Victoria Point QLD 4165 | Victoria Point Lakeside Pty Ltd | 280550 | C/- First National Property Group PO Box 7338 REDLAND BAY QLD 4165 | BUS | 261010 | Front of Aldi toilet laneway
2017-08-07 | CP | Tyco | 25 | DCV98 | 70434 | BFP001266 | Victoria Point Lakeside Shopping Centre / Library 7-13 Bunker Road Victoria Point QLD 4165 | Victoria Point Lakeside Pty Ltd | 280550 | C/- First National Property Group PO Box 7338 REDLAND BAY QLD 4165 | BUS | 261010 | Under fire hose reel inside fruit shop
2017-08-07 | ZP | Tyco | 50 | RP03 | 60340 | BFP001267 | Victoria Point Lakeside Shopping Centre / Library 7-13 Bunker Road Victoria Point QLD 4165 | Victoria Point Lakeside Pty Ltd | 280550 | C/- First National Property Group PO Box 7338 REDLAND BAY QLD 4165 | BUS | 261010 | Garden bed lake side
2017-08-07 | CP | Tyco | 32 | DCV98 | D23169 | BFP001268 | Victoria Point Lakeside Shopping Centre / Library 7-13 Bunker Road Victoria Point QLD 4165 | Victoria Point Lakeside Pty Ltd | 280550 | C/- First National Property Group PO Box 7338 REDLAND BAY QLD 4165 | BUS | 261010 | Under fire hose reel behind building C
2017-08-07 | IP | Tyco RPZD | 15 | RP03 | 60644 | BFP001269 | Victoria Point Lakeside Shopping Centre / Library 7-13 Bunker Road Victoria Point QLD 4165 | Victoria Point Lakeside Pty Ltd | 280550 | C/- First National Property Group PO Box 7338 REDLAND BAY QLD 4165 | BUS | 261010 | East corner of rear building C
2017-01-27 | IP | Watts | 15 | 009m3-aus | A01126 | BFP001270 | Mooloomba Road Point Lookout QLD 4183 | Redland City Council As Trustee City Spaces | 33191 | PO Box 21 Cleveland QLD 4163 | 2 | 80336 | Skate Park - In service Room on Toilet Block
2017-04-26 | CP | Febco | 20 | 825Y | 69967 | BFP001271 | Pump Station 87 Passage Street Cleveland QLD 4163 | Redland City Council As Trustee Redland Water Attn: Mgr Treatment Operations (Sewerage) | 3002 | PO Box 21 Cleveland QLD 4163 | 2 | 82760 | Pump Station 87
2017-03-21 | CP | Combraco | 25 | 40105A1I | TV894 | BFP001273 | Victoria Point Shopping Centre 2-34 Bunker Road Victoria Point QLD 4165 | Lipoma Pty Ltd As Trustee | 237850 | PO Box 3354 VICTORIA POINT WEST QLD 4165 | TST | 114027 | Beside fire stairs south west end car park roof
2016-01-22 | CP | Conbraco | 25 | 40205A1I | TV006 | BFP001274 | Victoria Point Shopping Centre 2-34 Bunker Road Victoria Point QLD 4165 | Lipoma Pty Ltd As Trustee | 237850 | PO Box 3354 VICTORIA POINT WEST QLD 4165 | TST | 114027 | North west end car park on roof
2016-01-22 | CP | Combraco | 25 | 40105A1I | TV019 | BFP001275 | Victoria Point Shopping Centre 2-34 Bunker Road Victoria Point QLD 4165 | Lipoma Pty Ltd As Trustee | 237850 | PO Box 3354 VICTORIA POINT WEST QLD 4165 | TST | 114027 | South west end car park roof next to A/C unit
2017-03-21 | CP | Combraco | 25 | 40105A1I | TV027 | BFP001276 | Victoria Point Shopping Centre 2-34 Bunker Road Victoria Point QLD 4165 | Lipoma Pty Ltd As Trustee | 237850 | PO Box 3354 VICTORIA POINT WEST QLD 4165 | TST | 114027 | North west car park beside A/C unit
2016-01-22 | CP | Combraco | 25 | 40105A1I | TV988 | BFP001277 | Victoria Point Shopping Centre 2-34 Bunker Road Victoria Point QLD 4165 | Lipoma Pty Ltd As Trustee | 237850 | PO Box 3354 VICTORIA POINT WEST QLD 4165 | TST | 114027 | Beside fire stairs south east corner carpark roof
2016-01-22 | CP | Combraco | 25 | 40105A1I | TV948 | BFP001278 | Victoria Point Shopping Centre 2-34 Bunker Road Victoria Point QLD 4165 | Lipoma Pty Ltd As Trustee | 237850 | PO Box 3354 VICTORIA POINT WEST QLD 4165 | TST | 114027 | Beside ramp east side car park roof
2017-03-21 | CP | Combraco | 25 | 40105A1I | TV985 | BFP001279 | Victoria Point Shopping Centre 2-34 Bunker Road Victoria Point QLD 4165 | Lipoma Pty Ltd As Trustee | 237850 | PO Box 3354 VICTORIA POINT WEST QLD 4165 | TST | 114027 | Beside fire stair north east end car park roof
2016-01-22 | IP | Watts | 25 | 007m1aus | 4589 | BFP001280 | Victoria Point Shopping Centre 2-34 Bunker Road Victoria Point QLD 4165 | Lipoma Pty Ltd As Trustee | 237850 | PO Box 3354 VICTORIA POINT WEST QLD 4165 | TST | 114027 | K-Mart Auto - Beside Fire Hose Reel
2016-01-22 | CP | Wilkins | 150 | 350 | J01553 | BFP001281 | Victoria Point Shopping Centre 2-34 Bunker Road Victoria Point QLD 4165 | Lipoma Pty Ltd As Trustee | 237850 | PO Box 3354 VICTORIA POINT WEST QLD 4165 | TST | 114027 | In cage area beside east entrance
2016-01-22 | CP | Wilkins | 25 | 950XL | W169362 | BFP001282 | Victoria Point Shopping Centre 2-34 Bunker Road Victoria Point QLD 4165 | Lipoma Pty Ltd As Trustee | 237850 | PO Box 3354 VICTORIA POINT WEST QLD 4165 | TST | 114027 | In cage area beside east entrance
2012-03-05 | ZP | Combraco | 20 | 40204A1I | SX864 | BFP001283 | Victoria Point Shopping Centre 2-34 Bunker Road Victoria Point QLD 4165 | Lipoma Pty Ltd As Trustee | 237850 | PO Box 3354 VICTORIA POINT WEST QLD 4165 | TST | 114027 | In photo lab under sink
2016-01-22 | ZP | Combraco | 20 | 40204A1I | SX883 | BFP001284 | Victoria Point Shopping Centre 2-34 Bunker Road Victoria Point QLD 4165 | Lipoma Pty Ltd As Trustee | 237850 | PO Box 3354 VICTORIA POINT WEST QLD 4165 | TST | 114027 | Beside grease trap behind Coffee Club
2012-03-05 | CP | Combraco | 20 | 40204A1I | TT951 | BFP001285 | Victoria Point Shopping Centre 2-34 Bunker Road Victoria Point QLD 4165 | Lipoma Pty Ltd As Trustee | 237850 | PO Box 3354 VICTORIA POINT WEST QLD 4165 | TST | 114027 | In Photo Lab under sink
2011-01-31 | CP | Watts | 25 | 007M1-AUS | 4889 | BFP001286 | Victoria Point Shopping Centre 2-34 Bunker Road Victoria Point QLD 4165 | Lipoma Pty Ltd As Trustee | 237850 | PO Box 3354 VICTORIA POINT WEST QLD 4165 | TST | 114027 | Next to loading dock inside Chemist
2016-01-22 | CP | Watts | 25 | 007M1-AUS | 4926 | BFP001287 | Victoria Point Shopping Centre 2-34 Bunker Road Victoria Point QLD 4165 | Lipoma Pty Ltd As Trustee | 237850 | PO Box 3354 VICTORIA POINT WEST QLD 4165 | TST | 114027 | Front entrance left hand under fire hose reel
2016-01-22 | CP | Watts | 25 | 007M1-AUS | 4942 | BFP001288 | Victoria Point Shopping Centre 2-34 Bunker Road Victoria Point QLD 4165 | Lipoma Pty Ltd As Trustee | 237850 | PO Box 3354 VICTORIA POINT WEST QLD 4165 | TST | 114027 | Side entrance near undercover car park
2016-01-22 | CP | Watts | 25 | 007M1-AUS | 4921 | BFP001289 | Victoria Point Shopping Centre 2-34 Bunker Road Victoria Point QLD 4165 | Lipoma Pty Ltd As Trustee | 237850 | PO Box 3354 VICTORIA POINT WEST QLD 4165 | TST | 114027 | FHR - Inside doors to Centre Management service passage
2017-08-07 | IP | Valvcheq | 15 | DC03 | 97780 | BFP001290 | Victoria Point Lakeside Shopping Centre / Library 7-13 Bunker Road Victoria Point QLD 4165 | Victoria Point Lakeside Pty Ltd | 280550 | C/- First National Property Group PO Box 7338 REDLAND BAY QLD 4165 | BUS | 261010 | In Butcher shop rear wall under sink
2017-02-20 | IP | Conbraco | 25 | 40105A1I | SF795 | BFP001291 | Alexandra Hills State High School 3-21 Windemere Road Alexandra Hills QLD 4161 | The State Of Queensland (Represented By Department Of Education & Training) | 233450 | PO Box 15033 BRISBANE ALBERT STREET QLD 4002 | 6 | 287401 | On side of gardeners shed for nursery
2014-12-16 | ZP | Tyco | 100 | RPZ98 | 98610 | BFP001292 | RABY BAY MARINA 14-16 Masthead Drive Cleveland QLD 4163 | Raby Bay Harbour Properties Pty Ltd As Trustee | 55311 | Cleveland Trade Centre Unit 4/115-119 Russell Street Cleveland QLD 4163 | CMP | 433165 | Front left hand corner of carpark
2016-10-07 | ZP | Tyco | 50 | RPZ98 | 69664 | BFP001293 | RABY BAY MARINA 14-16 Masthead Drive Cleveland QLD 4163 | Raby Bay Harbour Properties Pty Ltd As Trustee | 55311 | PO Box 71 ARANA HILLS QLD 4054 | CMP | 65066 | End of walkway Y in box
2016-10-07 | ZP | Tyco | 50 | RPZ98 | R29522 | BFP001294 | RABY BAY MARINA 14-16 Masthead Drive Cleveland QLD 4163 | Raby Bay Harbour Properties Pty Ltd As Trustee | 55311 | Cleveland Trade Centre Unit 4/115-119 Russell Street Cleveland QLD 4163 | CMP | 433165 | End of walkway Z in box
2017-12-15 | IP | Tyco | 20 | RP03 | 47903 | BFP001295 | Pump Station 134 Flindersia Drive Mount Cotton QLD 4165 | Redland City Council Redland Water Attn: Mgr Treatment Operations (Sewerage) | 57450 | PO Box 8042 GOLD COAST MC QLD 9729 | BUS | 362236 | Pump Station 134
2017-08-24 | CP | Febco | 100 | 860 | F0402180718 | BFP001296 | Thorneside Community Hall 200-204 Mooroondu Road Thorneside QLD 4158 | Redland City Council Sport & Community Facilities Unit | 202810 | PO Box 21 Cleveland QLD 4163 | 5 | 70035 | Mooroondu Road Sportsfield Thorneside
2005-11-11 | CP | Febco | 20 | 805Y | A21469 | BFP001298 | Schmidt Street Victoria Point QLD 4165 | Redland City Council As Trustee | 50293 | PO Box 21 Cleveland QLD 4163 | 2 | 16 | Middle of round-a-bout Benfer Road and Schmidt Street
2017-12-20 | IP | Febco | 20 | 825Y | 1227 | BFP001299 | Pump Station 65 15 Pittwin Road North Capalaba QLD 4157 | Redland City Council City Spaces | 36806 | PO Box 21 Cleveland QLD 4163 | 5 | 1498 | Pump Station 65
2017-10-18 | IP | Febco | 20 | 825YE | 10456 | BFP001300 | 65-67 Shore Street West Cleveland QLD 4163 | Tanaharry Pty Ltd As Trustee | 230760 | 2 Jilba Street Indooroopilly QLD 4068 | TST | 232549 | Outside behind washdown bay on wall
2017-10-18 | CP | Febco | 25 | 805YE | 23650 | BFP001301 | 65-67 Shore Street West Cleveland QLD 4163 | Tanaharry Pty Ltd As Trustee | 230760 | 2 Jilba Street Indooroopilly QLD 4068 | TST | 232549 | Next to water meter on the front right at the boundary
2017-10-18 | CP | Tyco | 25 | DCV | 17719 | BFP001302 | 65-67 Shore Street West Cleveland QLD 4163 | Tanaharry Pty Ltd As Trustee | 230760 | 2 Jilba Street Indooroopilly QLD 4068 | TST | 232549 | In workshop under fire hose reel
2015-03-20 | ZP | Valvetee | 20 | PRZ98 | R24640 | BFP001303 | Victoria Point Town Centre 349-369 Colburn Avenue Victoria Point QLD 4165 | Lanrex Pty Ltd IVL Group Pty Ltd | 263820 | PO BOX 3198 VICTORIA POINT QLD 4165 | CMP | 404117 | Grease trap wash down western end specialties
2015-03-20 | IP | VALVETEC | 50mm | RPZ98 | R19619 | BFP001306 | Victoria Point Town Centre 349-369 Colburn Avenue Victoria Point QLD 4165 | Lanrex Pty Ltd IVL Group Pty Ltd | 263820 | PO Box 3198 Victoria Point West QLD 4165 | CMP | 75703 | Redland Bay Road irrigation service, Subway car park
2017-10-31 | IP | VALVETEC | 20mm | RPZ98 | R24075 | BFP001307 | Victoria Point Town Centre 349-369 Colburn Avenue Victoria Point QLD 4165 | Lanrex Pty Ltd IVL Group Pty Ltd | 263820 | PO BOX 3198 VICTORIA POINT QLD 4165 | CMP | 404117 | Bin wash down behind bottle shop
2016-03-24 | IP | Tyco | 20mm | RP03 | 38163 | BFP001308 | Victoria Point Town Centre 349-369 Colburn Avenue Victoria Point QLD 4165 | Lanrex Pty Ltd IVL Group Pty Ltd | 263820 | PO Box 3198 Victoria Point West QLD 4165 | CMP | 75703 | Grease trap wash down. Eastern end of front shops
2017-11-28 | IP | TYCO | 25 | DCV98 | D23668 | BFP001309 | 11 Christine Place Capalaba QLD 4157 | Body Corporate For 11 Christine Place CTS 33364 | 266250 | 2/11 Christine Place Capalaba QLD 4157 | BC | 271673 | ON FHR R/H FRONT OF BUILDING
2017-11-28 | IP | VALVTEC | 25 | DCV98 | D23564 | BFP001310 | 11 Christine Place Capalaba QLD 4157 | Body Corporate For 11 Christine Place CTS 33364 | 266250 | 2/11 Christine Place Capalaba QLD 4157 | BC | 271673 | ON FHR L/H FRONT OF BUILDING
2017-11-28 | ZP | VALVTEC | 20 | DCV98 | D23713 | BFP001311 | 11 Christine Place Capalaba QLD 4157 | Body Corporate For 11 Christine Place CTS 33364 | 266250 | 2/11 Christine Place Capalaba QLD 4157 | BC | 271673 | ON IRRIGATION SYSTEM FRONT GARDEN BED
2017-11-15 | IP | TYCO | 80 | DC03 | DC013 | BFP001312 | Wellington Point State High School 2-34 Badgen Road Wellington Point QLD 4160 | The State Of Queensland (Represented By Department of Education & Training) | 28035 | PO Box 15033 CITY EAST QLD 4002 | 6 | 283868 | Cage near Manual Arts
2017-11-15 | IP | Combraco | 20 | 402A421 | EZ491 | BFP001313 | Wellington Point State High School 2-34 Badgen Road Wellington Point QLD 4160 | The State Of Queensland (Represented By Department of Education & Training) | 28035 | Wellington Point State High School 2-34 Badgen Road Wellington Point QLD 4160 | EDU | 106311 | Block 1 Dentist Site
2017-06-14 | ZP | Tyco | 20 | RP03 | 59605 | BFP001314 | Alexandra Hills Shopping Centre 71 Cambridge Drive Alexandra Hills QLD 4161 | Blau Holdings Pty Ltd As Trustee Rakio Pty Ltd As Trustee | 387010 | C/- Mr George Blau 50 Rosemont Avenue CAULFIELD NORTH VIC 3161 | TST | 341706 | Level 1 Airconditioning Plant Room
2016-09-30 | IP | COMBRACO | 15 | 9013301 | 11903 | BFP001315 | 11 Middle Street Cleveland QLD 4163 | The State Of Qld Rep By Public Safety Business Agency | 1517 | Police Headquarters GPO Box 1440 Brisbane QLD 4001 | 6 | 77293 | Fire Hose Real - Watchhouse
2015-12-15 | ZP | TYCO | 15 | DC03 | 53407 | BFP001316 | 11 Middle Street Cleveland QLD 4163 | The State Of Qld Rep By Public Safety Business Agency | 1517 | GPO Box 1440 BRISBANE QLD 4001 | 6 | 458832 | Watch house Door D.90.1 near washing machine in duct
2016-04-14 | ZP | Conbraco | 25 | 40205T21I | 180381 | BFP001317 | Howlett Road Capalaba QLD 4157 | Queensland Bulk Water Supply Authority Trading As SEQ Water | 28154 | PO Box 328 IPSWICH QLD 4305 | CMP | 335800 | Beside Pit Sludge Dewatering Pumps
2017-12-10 | CP | Conbraco | 25 | 40105A1I | UE182 | BFP001319 | 153-161 Gordon Road Redland Bay QLD 4165 | Minky Pty Ltd As Trustee | 242960 | Attn Ray McMahon PO Box 269 SURFERS PARADISE QLD 4217 | CMP | 236548 | Fire hose reel left hand side of rear building
2017-12-10 | CP | Combraco | 25 | 40105A1I | UE316 | BFP001320 | 153-161 Gordon Road Redland Bay QLD 4165 | Minky Pty Ltd As Trustee | 242960 | PO Box 354 PADDINGTON QLD 4064 | TST | 262494 | Fire hose reel right hand side rear of building
2017-12-20 | IP | Febco | 20 | 825Y | F001199 | BFP001321 | Pump Station 62 31A-37 Killarney Crescent Capalaba QLD 4157 | Redland City Council Redland Water Attn: Mgr Treatment Operations (Sewerage) | 63841 | PO Box 21 Cleveland QLD 4163 | 5 | 1498 | Pump Station 62
2017-12-20 | IP | Conbraco | 20 | 825Y | F001371 | BFP001322 | Pump Station 23 36A-244 Brewer Street Capalaba QLD 4157 | Redland City Council Redland Water Attn: Mgr Treatment Operations (Sewerage) | 63840 | PO Box 21 Cleveland QLD 4163 | 5 | 1498 | Pump Station 23
2017-12-20 | IP | Febco | 20 | 825Y | F001372 | BFP001323 | Pump Station 47 24A-28 Frost Street Capalaba QLD 4157 | Redland City Council Redland Water Attn: Mgr Treatment Operations (Sewerage) | 63867 | PO Box 21 Cleveland QLD 4163 | 5 | 1498 | Pump Station 47
2016-11-04 | IP | Valvtec | 25 | DCV98 | D23334 | BFP001325 | 41 Neumann Road Capalaba QLD 4157 | Noel Reginald Jackson As Trustee | 204087 | 5 Dorsal Drive Birkdale QLD 4159 | CMP | 74903 | On Fire Hose Reel front wall of building
2017-01-31 | IP | Tyco | 32 | DCV98 | 82165 | BFP001326 | Redland Bay State School 125-141 Gordon Road Redland Bay QLD 4165 | The State of Queensland (Represented by Department of Education & Training) | 292160 | Redland Bay State School 125-141 Gordon Road Redland Bay QLD 4165 | EDU | 38162 | First floor under hose reel (Fire Cabinet)
2014-10-10 | ZP | Watts | 32 | 007M2-AUS | 4561 | BFP001328 | 22 John Street Cleveland QLD 4163 | Kelly A Louie As Trustee | 2053 | 42 Beckwith Street Ormiston QLD 4160 | TST | 260801 | Club Cardio - Water Meter (Previously Serial No. D11305)
2016-10-12 | IP | Febco | 20 | 850L | 5849 | BFP001329 | 73-75 Steel Street Capalaba QLD 4157 | 4 Steel St Cts The Body Corporate | 269260 | C/- B & D Body Corporate Management PO Box 539 CLEVELAND QLD 4163 | BC | 275785 | On wall in front left garden from Steel Street
2012-06-07 | IP | Tyco | 20 | RPZ98 | 28927 | BFP001330 | Unnamed Street NORTH STRADBROKE ISLAND QLD 4183 | Queensland Bulk Water Supply Authority Trading As SEQ Water | 49170 | PO Box 21 Cleveland QLD 4163 | 2 | 91642 | Stradbroke Island Water Treatment Plant Main Building
2017-12-20 | IP | FEBCO | 20 | 825Y | F001688 | BFP001331 | Pump Station 57 23B Wilson Esplanade Victoria Point QLD 4165 | Redland City Council Redland Water Attn: Mgr Treatment Operations (Sewerage) | 55728 | PO Box 21 Cleveland QLD 4163 | 5 | 1498 | Pump Station 57
2017-04-21 | IP | Tyco | 25 | RP03 | 69835 | BFP001332 | Pump Station 139 31 Manning Esplanade Thornlands QLD 4164 | Redland City Council Redland Water Attn: Mgr Treatment Operations (Sewerage) | 206335 | PO Box 181 CAPALABA QLD 4157 | CMP | 31522 | Pump Station 139
2017-12-20 | IP | FEBCO | 20 | 825Y | F001640 | BFP001333 | Weber Court Park 50 Fryar Street Victoria Point QLD 4165 | Redland City Council City Spaces | 58467 | PO Box 21 Cleveland QLD 4163 | 5 | 70036 | Pump Station 129
2016-12-29 | IP | Febco | 20 | 825Y | F001662 | BFP001334 | Pump Station 88 Esplanade Redland Bay QLD 4165 | Redland City Council Redland Water Attn: Mgr Treatment Operations (Sewerage) | 57187 | PO Box 21 Cleveland QLD 4163 | 5 | 1498 | Pump Station 88
2017-11-02 | IP | Conbraco | 20 | 40204A1I | TU695 | BFP001335 | Pump Station 120 25 Piermont Place Cleveland QLD 4163 | Redland City Council Redland Water Attn: Mgr Treatment Operations (Sewerage) | 57327 | PO Box 21 Cleveland QLD 4163 | 5 | 1498 | Pump Station 120
2017-12-14 | IP | Febco | 20 | 825Y | F001684 | BFP001336 | Pump Station 91 23 Marine Street Redland Bay QLD 4165 | Redland City Council Redland Water Attn: Mgr Treatment Operations (Sewerage) | 56701 | PO Box 21 Cleveland QLD 4163 | 5 | 1498 | Pump Station 91
2016-11-10 | CP | Tyco | 40 | DC03 | 68 | BFP001337 | 38 Redland Bay Road Capalaba QLD 4157 | Ms Sarina Russo | 11621 | 20-22 Stanley Street Capalaba QLD 4157 | 0 | 14826 | External right hand side front of building
2016-11-10 | IP | Conbraco | 20 | 90204A1I | JT899 | BFP001338 | 38 Redland Bay Road Capalaba QLD 4157 | Ms Sarina Russo | 11621 | The Anchorage Raby Bay 15/20 Masthead Drive Cleveland QLD 4163 | 0 | 33331 | External right hand side front of building
2017-05-31 | CP | Tyco | 25 | DC03 | 1182 | BFP001339 | 92-96 Gordon Road Redland Bay QLD 4165 | TL & I Bock As Trustee | 267410 | PO Box 649 CLEVELAND QLD 4163 | CMP | 113825 | Adjacent to fire hose reel in external cupboard outside Nursery
2017-05-31 | CP | Tyco | 25 | DC03 | 1170 | BFP001340 | 92-96 Gordon Road Redland Bay QLD 4165 | TL & I Bock As Trustee | 267410 | PO Box 7153 REDLAND BAY QLD 4165 | TST | 278382 | At fire hose reel in internal cupboard at left of entry
2017-05-31 | CP | Tyco | 25 | DC03 | 1186 | BFP001341 | 92-96 Gordon Road Redland Bay QLD 4165 | TL & I Bock As Trustee | 267410 | PO Box 649 CLEVELAND QLD 4163 | CMP | 113825 | Adjacent to fire hose reel in external cupboard near roller door
2017-10-05 | ZP | TYCO | 25 | DC03 | 2423 | BFP001342 | Coolnwynpin State School 124-136 Ney Road Capalaba QLD 4157 | The State Of Queensland (Represented By Department of Education & Training) | 38007 | 6 Telaska Court Capalaba QLD 4157 | EDU | 81538 | Administration Building- Garden - next to Ran Water Tank
2017-11-16 | IP | fEBCO | 25 | 850L | 12018 | BFP001343 | Birkdale Fair Shopping Centre 2-12 Mary Pleasant Drive Birkdale QLD 4159 | The Trust Company (Australia) Limited | 45001 | PO Box 1098 MORAYFIELD QLD 4506 | TST | 344180 | Under fire hose reel at loading dock northern wall - Woolworths Supermarket
2017-11-16 | IP | Combraco | 25 | 40105A1I | SF648 | BFP001344 | Birkdale Fair Shopping Centre 2-12 Mary Pleasant Drive Birkdale QLD 4159 | The Trust Company (Australia) Limited | 45001 | C/- APN Property Plus PO Box 18011 Collins Street East MELBOURNE VIC 8003 | CMP | 238521 | Under fire hose reel adjacent emergency exit eastern wall - Action Supermarket
2017-11-16 | IP | Conbraco | 25 | 40105A1I | SF788 | BFP001345 | Birkdale Fair Shopping Centre 2-12 Mary Pleasant Drive Birkdale QLD 4159 | The Trust Company (Australia) Limited | 45001 | PO Box 1098 MORAYFIELD QLD 4506 | TST | 344180 | Under fire hose reel left hand side of front entrance to store - Woolworths Supermarket
2017-11-16 | IP | Conbraco | 20 | 40204A1I | RC566 | BFP001346 | Birkdale Fair Shopping Centre 2-12 Mary Pleasant Drive Birkdale QLD 4159 | The Trust Company (Australia) Limited | 45001 | C/- APN Property Plus PO Box 18011 Collins Street East MELBOURNE VIC 8003 | CMP | 238521 | Above grease trap in loading area western wall - Woolworths Supermarket
2017-09-19 | ZP | Tyco | 20 | RP03 | 2157 | BFP001348 | 58 Neumann Road Capalaba QLD 4157 | Mr Paul Gauci Mrs Norma Gauci | 251790 | PO Box 181 CAPALABA QLD 4157 | CMP | 31522 | Adjacent to water meter at front boundary
2017-10-31 | ZP | Combraco | 20 | 402041AI | TU677 | BFP001349 | 435-437 Old Cleveland Road East Birkdale QLD 4159 | LDCT Pty Ltd As Trustee | 204557 | 27 Alexander Avenue Victoria Point QLD 4165 | 0 | 32311 | On brick wall outside amenities A and B
2017-10-31 | IP | Febco | 25 | 805YE | 1198 | BFP001350 | 435-437 Old Cleveland Road East Birkdale QLD 4159 | LDCT Pty Ltd As Trustee | 204557 | PO Box 76 FORTITUDE VALLEY QLD 4006 | TST | 331109 | Fire hose reel adjacent amenities C and D
2017-10-31 | IP | Febco | 20 | 825YE | F000938 | BFP001351 | 435-437 Old Cleveland Road East Birkdale QLD 4159 | LDCT Pty Ltd As Trustee | 204557 | 27 Alexander Avenue Victoria Point QLD 4165 | 0 | 32311 | In ceiling above amenities C and D
2017-10-31 | ZP | Febco | 20 | 825YE | 35 | BFP001352 | 435-437 Old Cleveland Road East Birkdale QLD 4159 | LDCT Pty Ltd As Trustee | 204557 | PO Box 76 FORTITUDE VALLEY QLD 4006 | TST | 331109 | On brick work southern wall
2017-12-14 | IP | Febco | 20 | 825y | F001949 | BFP001353 | Pump Station 89 Esplanade Redland Bay QLD 4165 | Redland City Council Redland Water Attn: Mgr Treatment Operations (Sewerage) | 57163 | PO Box 21 Cleveland QLD 4163 | 5 | 1498 | Pump Station 89
2013-05-27 | CP | Tyco | 25 | DC03 | 1250 | BFP001354 | 123 Russell Street Cleveland QLD 4163 | Miltcoe Pty Ltd | 1980 | 54 CROSS STREET FAIRFIELD QLD 4103 | 0 | 2463 | At above address front garden next to water meter
2017-08-10 | IP | Febco | 20 | 860L | 25081 | BFP001355 | Norm Price Park - Redland Showgrounds 44 Smith Street Cleveland QLD 4163 | Redland City Council As Trustee Sport & Community Facilities Unit | 353100 | PO Box 21 Cleveland QLD 4163 | 2 | 81787 | Redland Lawn Tennis Association - Eastern side of building next to grease trap
2017-12-05 | ZP | Watts | 25 | 009-AUS | 14236 | BFP001356 | Cleveland District High School 20-42 Smith Street Cleveland QLD 4163 | The State Of Queensland (Represented By Department of Education & Training) | 1991 | Cleveland District High School PO Box 808 CLEVELAND QLD 4163 | EDU | 81507 | P Block near door entrance
2017-12-05 | ZP | Tyco | 32 | RP03 | 51189 | BFP001357 | Cleveland District High School 20-42 Smith Street Cleveland QLD 4163 | The State Of Queensland (Represented By Department of Education & Training) | 1991 | PO Box 15033 CITY EAST QLD 4002 | 6 | 283868 | P Block outside staff room entry on the Fire Hose Reel
2017-10-31 | ZP | WATTS | 50 | 009M1AUS | 2311 | BFP001359 | Victoria Point Town Centre 349-369 Colburn Avenue Victoria Point QLD 4165 | Lanrex Pty Ltd IVL Group Pty Ltd | 263820 | PO BOX 3198 VICTORIA POINT QLD 4165 | CMP | 404117 | Front corner Bunnings garden section
2017-10-31 | CP | WATTS | 50 | 007M1-AUS | 12262 | BFP001360 | Victoria Point Town Centre 349-369 Colburn Avenue Victoria Point QLD 4165 | Lanrex Pty Ltd IVL Group Pty Ltd | 263820 | PO Box 3198 Victoria Point West QLD 4165 | CMP | 75703 | Fire hose reel service sprinkler valve room Bunnings
2012-12-03 | ZP | Fabco | 20 | 8259 | A000028 | BFP001361 | 73-77 Benfer Road Victoria Point QLD 4165 | Muhammed Hanif Yusuf & Ruksana Yusuf & Mohamed Munir Yusuf As Trustee | 30645 | 133 Lancaster Circuit STRETTON QLD 4116 | TST | 373964 | Right hand side of entrance (Cover grease trap)
2017-03-29 | ZP | Watts | 50 | 900aus | 1618 | BFP001362 | Capalaba State High School 53-59 School Road Capalaba QLD 4157 | The State Of Queensland (Represented By Department Of Education & Training) | 329980 | PO Box 15033 CITY EAST QLD 4002 | 6 | 364841 | Adjacent to school fence near meter
2017-03-29 | ZP | Febco | 25 | 825Y | D12661 | BFP001363 | Capalaba State High School 53-59 School Road Capalaba QLD 4157 | The State Of Queensland (Represented By Department Of Education & Training) | 329980 | PO Box 15033 CITY EAST QLD 4002 | 6 | 364841 | Eastern end fire hose natural science
2017-03-29 | ZP | Febco | 25 | 825Y | 125 | BFP001364 | Capalaba State High School 53-59 School Road Capalaba QLD 4157 | The State Of Queensland (Represented By Department Of Education & Training) | 329980 | PO Box 15033 CITY EAST QLD 4002 | 6 | 364841 | Hall - Eastern Wall
2017-10-31 | ZP | Tyco | 20 | RP03 | 1954 | BFP001366 | 62 Collingwood Road Birkdale QLD 4159 | No owners recorded | 256410 | C/- Netherlands Retirement Village Ass Of Qld 62 Collingwood Rd BIRKDALE QLD 4159 | BC | 271438 | Entrance to car park west side of building
2017-10-31 | ZP | Tyco | 20 | RP03 | 1951 | BFP001367 | 62 Collingwood Road Birkdale QLD 4159 | No owners recorded | 256410 | C/- Netherlands Retirement Village Ass Of Qld 62 Collingwood Rd BIRKDALE QLD 4159 | BC | 271438 | Entrance to building west side of car park
2017-10-31 | CP | Valvcheq | 50 | DC03 | 84535 | BFP001368 | 62 Collingwood Road Birkdale QLD 4159 | No owners recorded | 256410 | C/- Netherlands Retirement Village Ass Of Qld 62 Collingwood Rd BIRKDALE QLD 4159 | BC | 271438 | On fire mains supply in boiler room in basement car park
2017-10-31 | ZP | Tyco | 20 | RP03 | 1950 | BFP001369 | 62 Collingwood Road Birkdale QLD 4159 | No owners recorded | 256410 | C/- Netherlands Retirement Village Ass Of Qld 62 Collingwood Rd BIRKDALE QLD 4159 | BC | 271438 | Eastern side of building outside car park
2017-10-31 | ZP | Valvcheq | 20 | RP03 | 86082 | BFP001370 | 62 Collingwood Road Birkdale QLD 4159 | No owners recorded | 256410 | C/- Netherlands Retirement Village Ass Of Qld 62 Collingwood Rd BIRKDALE QLD 4159 | BC | 271438 | On hot water to pan room east side outside car park
2017-10-31 | ZP | Valvcheq | 20 | RP03 | 93538 | BFP001372 | 62 Collingwood Road Birkdale QLD 4159 | No owners recorded | 256410 | C/- Netherlands Retirement Village Ass Of Qld 62 Collingwood Rd BIRKDALE QLD 4159 | BC | 271438 | Southern end of building - Nursing Home on hot water to pan room
2017-10-31 | ZP | Tyco | 20 | RP03 | 36349 | BFP001374 | 62 Collingwood Road Birkdale QLD 4159 | No owners recorded | 256410 | C/- Netherlands Retirement Village Ass Of Qld 62 Collingwood Rd BIRKDALE QLD 4159 | BC | 271438 | In courtyard southern end - Nursing Home on cold water to pan room
2017-11-30 | ZP | Tyco | 20 | RP03 | 2727 | BFP001375 | Mooloomba Road Point Lookout QLD 4183 | Redland City Council As Trustee City Spaces | 33191 | PO Box 21 Cleveland QLD 4163 | 2 | 80336 | On Pump Station 157 Servicing seven cabins
2015-05-20 | CP | Tyco | 25 | DCV98 | D23648 | BFP001376 | 59 Enterprise Street Cleveland QLD 4163 | Fidias Pty Ltd As Trustee | 50450 | DEPARTMENT OF TOURISM SMALL BUSINESS AND INDUSTRY GPO BOX 1141 BRISBANE QLD 4001 | 6 | 48734 | Southern end of building on fire hose reel under stairs
2015-05-20 | CP | Tyco | 25 | DCV98 | D23667 | BFP001377 | 59 Enterprise Street Cleveland QLD 4163 | Fidias Pty Ltd As Trustee | 50450 | C/- Ray White Commercial Pty Ltd Bayside PO Box 1197 CAPALABA QLD 4157 | TST | 439041 | Northern end of building on fire hose reel
2015-05-20 | ZP | Tyco | 25 | RPZ98 | R29191 | BFP001378 | 59 Enterprise Street Cleveland QLD 4163 | Fidias Pty Ltd As Trustee | 50450 | PO Box 1896 CLEVELAND QLD 4163 | TST | 236215 | In front garden next to water meter - Irrigation
2015-05-18 | ZP | Tyco | 20 | RPZ98 | R28403 | BFP001379 | Faith Lutheran College Redlands 1-15 Beveridge Road Thornlands QLD 4164 | Lutheran Church Of Australia Queensland District | 307300 | PO Box 5257 VICTORIA POINT QLD 4165 | 8 | 2550 | On wall by G.I.T. on Food Technical Building
2015-05-18 | ZP | watts | 20 | 009m3 | 4976 | BFP001380 | Faith Lutheran College Redlands 1-15 Beveridge Road Thornlands QLD 4164 | Lutheran Church Of Australia Queensland District | 307300 | PO Box 5257 VICTORIA POINT QLD 4165 | 8 | 2550 | On post by pump well
2017-02-09 | CP | Tyco | 50 | RPZ98 | R18460 | BFP001381 | 23 Weippin Street Cleveland QLD 4163 | Redland City Council Redland Water Attn: Mgr Treatment Operations (Sewerage) | 200172 | PO Box 21 Cleveland QLD 4163 | 5 | 1498 | Near Water Meter
2017-02-09 | CP | Tyco | 50 | RPZ98 | R18422 | BFP001382 | 23 Weippin Street Cleveland QLD 4163 | Redland City Council Redland Water Attn: Mgr Treatment Operations (Sewerage) | 200172 | PO Box 8042 GOLD COAST MC QLD 9729 | BUS | 362236 | Near water meter
2017-12-21 | ZP | Combraco | 20 | 40204A1I | TU118 | BFP001383 | 269 Main Street Redland Bay QLD 4165 | Sandhurst Trustees Limited As Trustee | 206564 | PO Box 2484 BRISBANE QLD 4001 | CMP | 237836 | Back of Building - next to hot water unit
2017-12-21 | CP | Tyco | 25 | DCV98 | D21630 | BFP001384 | 269 Main Street Redland Bay QLD 4165 | Sandhurst Trustees Limited As Trustee | 206564 | C/- Arena Reit Management Limited Locked Bag 32002 Collins Street East MELBOURNE VIC 8003 | TST | 261781 | Beside front entry on fire hose reel
2017-12-21 | ZP | AME | 20 | 200BMT | 137 | BFP001385 | 269 Main Street Redland Bay QLD 4165 | Sandhurst Trustees Limited As Trustee | 206564 | PO Box 2484 BRISBANE QLD 4001 | CMP | 237836 | Garden bed beside front entrance
2017-09-12 | IP | Febco | 25 | 805y | 1663 | BFP001386 | Birkdale School of Arts Hall 101 Birkdale Road Birkdale QLD 4159 | Redland City Council As Trustee Sport & Community Facilities Unit | 29882 | PO Box 21 Cleveland QLD 4163 | 2 | 81787 | On fire hose reel line inside hall
2017-03-06 | ZP | Valvcheq | 32 | DC03 | 90670 | BFP001387 | 2 Hook Street Capalaba QLD 4157 | Robert And Evelyne Mander As Trustees | 251710 | 46 Dorothea Street CANNON HILL QLD 4170 | 0 | 263107 | On water supply to FHRs in front garden bed near water meter
2017-09-28 | ZP | Conbraco | 25 | 40205A2I | 938 | BFP001389 | 37 Fraser Street Dunwich QLD 4183 | The University Of Queensland As Trustee | 4153 | Manager Property Property And Facilities Division THE UNIVERSITY OF QUEENSLAND QLD 4072 | EDU | 265842 | Wet lab under bench
2017-09-28 | ZP | Combraco | 20 | 402G4A1I | SM406 | BFP001390 | 37 Fraser Street Dunwich QLD 4183 | The University Of Queensland As Trustee | 4153 | Manager Property Property And Facilities Division THE UNIVERSITY OF QUEENSLAND QLD 4072 | EDU | 265842 | Hot water plant room
2017-09-28 | ZP | Combraco | 20 | 40204A2I | 11000 | BFP001391 | 37 Fraser Street Dunwich QLD 4183 | The University Of Queensland As Trustee | 4153 | Manager Property Property And Facilities Division THE UNIVERSITY OF QUEENSLAND QLD 4072 | EDU | 265842 | No: 2 Hot water plant room under stairs
2017-10-12 | ZP | Tyco | 20 | DC03 | 2496 | BFP001392 | JARDALE PLACE 83 Redland Bay Road Capalaba QLD 4157 | Jardale Place The Body Corporate Building Units Plan No 9041 | 2270 | 347 Mount Cotton Road Capalaba QLD 4157 | BC | 2844 | Front Garden area - Beside water meter
2017-11-02 | IP | TYCO | 20 | RP03 | 68050 | BFP001394 | Linear-Rotary Park 13-25 Sommersea Drive Cleveland QLD 4163 | Redland City Council As Trustee City Spaces | 392270 | PO Box 21 Cleveland QLD 4163 | 2 | 80336 | Linear Park - PS119
2012-09-25 | CP | FEBCO | 25 | 805y | 17805 | BFP001395 | 124-126 Steel Street Capalaba QLD 4157 | Latag Pty Ltd As Trustee | 251770 | 13 Agathis Place Capalaba QLD 4157 | 0 | 85397 | Front garden bed
2012-09-25 | IP | Tyco | 25 | 805y | 21453 | BFP001396 | 124-126 Steel Street Capalaba QLD 4157 | Latag Pty Ltd As Trustee | 251770 | PO Box 8145 CLEVELAND QLD 4163 | TST | 404693 | Fire Hose Reel
2016-07-12 |  | Conbraco DCV | 25 | 1 UE 270 | 40105 A11 | BFP001397 | 55 East Coast Road Point Lookout QLD 4183 | Body Corporate For Ugari Pocket CTS 33741 | 267830 | 43 East Coast Road Point Lookout QLD 4183 | BC | 276473 | Fire hose reel between 36/25 units
2016-07-12 | IP | Febco | 25 | 850L | 6942 | BFP001399 | 55 East Coast Road Point Lookout QLD 4183 | Body Corporate For Ugari Pocket CTS 33741 | 267830 | 43 East Coast Road Point Lookout QLD 4183 | BC | 276473 | Fire hose reel between 6/16 units
2014-10-31 | IP | Febco | 20 | 805y | A001253 | BFP001400 | 7 Hook Street 7 Hook Street Capalaba QLD 4157 | 7 Hook Street CTS 34346 The Body Corporate | 273090 | 25 Marawah Street BURBANK QLD 4156 | BC | 286124 | In Unit 2 near oil arrestor and hose tap
2014-10-25 | IP | Febco | 25 | 805y | A000090 | BFP001401 | 7 Hook Street 7 Hook Street Capalaba QLD 4157 | 7 Hook Street CTS 34346 The Body Corporate | 273090 | 25 Marawah Street BURBANK QLD 4156 | BC | 286124 | Under fire hose in front of entry
2017-10-06 | IP | Combraco | 25 | 40101A1I | 10929 | BFP001403 | 4 India Street 4 India Street Capalaba QLD 4157 | Body Corporate for 4 India Street CTS 34242 | 272400 | C/- Body Corporate Management Solutions Pty Ltd 2 Nagari Place WARANA QLD 4575 | BC | 283050 | Fire hose reel in front of building
2017-10-06 | IP | Combraco | 20 | 40104A1I | SP223 | BFP001404 | 4 India Street 4 India Street Capalaba QLD 4157 | Body Corporate for 4 India Street CTS 34242 | 272400 | C/- Body Corporate Management Solutions Pty Ltd 2 Nagari Place WARANA QLD 4575 | BC | 283050 | Next to switchboard front right hand side
2016-10-07 | IP | Febco | 20 | 805ye | A000001 | BFP001405 | 69-71 Steel Street Capalaba QLD 4157 | 69-71 Steel Street Cts The Body Corporate | 272310 | C/- B & D Body Corporate Management PO Box 539 CLEVELAND QLD 4163 | BC | 282888 | Front right hand side
2014-02-12 | IP | Febco | 25 | 805YE | 1110 | BFP001406 | Hilliard State School 106-110 Hanover Drive Alexandra Hills QLD 4161 | The State of Queensland (Represented by Department of Education & Training) | 23258 | Hilliard State School 106-110 Hanover Drive Alexandra Hills QLD 4161 | EDU | 81541 | School Gym back door
2013-04-17 | IP | Febco | 25 | 805YE | 1102 | BFP001407 | Hilliard State School 106-110 Hanover Drive Alexandra Hills QLD 4161 | The State of Queensland (Represented by Department of Education & Training) | 23258 | Hilliard State School 106-110 Hanover Drive Alexandra Hills QLD 4161 | EDU | 81541 | School Gym front door
2017-02-03 | ZP | TYCO | 20 | RP03 | 1689 | BFP001408 | 2 Finucane Road Capalaba QLD 4157 | Ms Leanne C T Thai | 202609 | 208 Tufnell Road BANYO QLD 4014 | 0 | 319749 | Outside back of surgery in timer box
2017-10-31 | ZP | Tyco | 15 | RP03 | 160874 | BFP001409 | 62 Collingwood Road Birkdale QLD 4159 | No owners recorded | 256410 | C/- Netherlands Retirement Village Ass Of Qld 62 Collingwood Rd BIRKDALE QLD 4159 | BC | 271438 | High care laundry behind washing machine on hot water
2017-10-31 | ZP | Tyco | 15 | RP03 | 97092 | BFP001410 | 62 Collingwood Road Birkdale QLD 4159 | No owners recorded | 256410 | C/- Netherlands Retirement Village Ass Of Qld 62 Collingwood Rd BIRKDALE QLD 4159 | BC | 271438 | On CWS to High care laundry behind washing machine
2016-10-14 | ZP | TYCO | 25 | RPZ98 | 51095 | BFP001411 | 97-129 Dundas Street Ormiston QLD 4160 | Ormiston College Limited | 932 | PO Box 1835 CLEVELAND DC QLD 4163 | EDU | 1272 | Outside of science block near oval in cage
2016-10-14 | ZP | Valvecheq | 20 | RP03 | 93727 | BFP001412 | 97-129 Dundas Street Ormiston QLD 4160 | Ormiston College Limited | 932 | PO Box 1835 CLEVELAND DC QLD 4163 | EDU | 1272 | Underneath science block mounted on brick wall (next to oval)
2017-09-28 | ZP | Tyco | 15 | RP03 | 40705 | BFP001413 | WATERLOO CENTRE 5/21 Waterloo Street Cleveland QLD 4163 | MJ & JO Mylne As Trustees | 56553 | 20 Wentworth Parade BALMORAL QLD 4171 | 0 | 66048 | In cupboard under sink Room 3
2017-11-02 | IP | TYCO | 25 | DC03 | 3929 | BFP001414 | 76-78 Redland Bay Road Capalaba QLD 4157 | Ammarose Pty Ltd | 11637 | PO Box 189 MOUNT GRAVATT PLAZA QLD 4122 | CMP | 70475 | Left front entrance on Fire Hose
2017-11-02 | IP | TYCO | 25 | DC03 | 2764 | BFP001415 | 76-78 Redland Bay Road Capalaba QLD 4157 | Ammarose Pty Ltd | 11637 | PO Box 189 MOUNT GRAVATT PLAZA QLD 4122 | CMP | 70475 | Front garden boundary on irrigation
2017-08-30 | ZP | FEBCO | 50 | 805Y | A015994 | BFP001416 | Sharks Irrigation Meter 325B Colburn Avenue Victoria Point QLD 4165 | Redland City Council City Spaces | 340850 | PO Box 21 Cleveland QLD 4163 | 5 | 70036 | Bottom Sports Field - This belongs to Redland Water
2017-08-17 | ZP | TYCO | 20 | RP03 | 5485 | BFP001417 | Capalaba Sports Club 131C Ney Road Capalaba QLD 4157 | Capalaba Lawn Bowls Club Inc | 400270 | PO BOX 1087 CAPALABA QLD 4157 | Sport | 49458 | Cool room
2017-10-26 | ZP | FEBCO | 15 | 860L | 18106 | BFP001419 | Capalaba Tavern 30 Old Cleveland Road Capalaba QLD 4157 | The Trust Company (Australia) Limited | 11542 | C/- Charter Hall GPO Box 2704 SYDNEY NSW 2001 | CMP | 416215 | On hose tap rear of building near grease trap.
2017-10-31 | ZP | TYCO | 20 | RP03 | 2618 | BFP001421 | Victoria Point Town Centre 349-369 Colburn Avenue Victoria Point QLD 4165 | Lanrex Pty Ltd IVL Group Pty Ltd | 263820 | PO Box 3198 Victoria Point West QLD 4165 | CMP | 75703 | Pay point Woolworths Caltex garage (on wall left hand side of store)
2012-07-13 | ZP | TYCO | 20 | RP03 | 4926 | BFP001422 | 127-131 Colburn Avenue Victoria Point QLD 4165 | Jarra Investments Pty Ltd As Trustee | 296600 | 95 Masthead Drive Cleveland QLD 4163 | TST | 252879 | Western end of undercroft
2017-08-24 | ZP | FEBCO | 40 | 825Y | A003832 | BFP001423 | Victoria Cove 333 Colburn Avenue Victoria Point QLD 4165 | Body Corporate for Victoria Cove CTS 27195 | 200789 | C/- PO Box 743 MORNINGSIDE QLD 4170 | BC | 103713 | On irrigation line right hand side of main entrance
2014-07-24 | IP | AMES | 20 | 2000B | 1336 | BFP001424 | 21B Degen Road Capalaba QLD 4157 | Cerebral Palsy League Of Queensland | 370540 | PO Box 386 FORTITUDE VALLEY QLD 4006 | ORG | 280466 | Front garden
2016-10-07 | IP | FEBCO | 25 | 805Y | A000282 | BFP001425 | 107 Old Cleveland Road Capalaba QLD 4157 | Sihota Investments Pty Ltd | 375180 | 6 Champion Lane Wellington Point QLD 4160 | CMP | 102778 | Chemist Warehouse - Fire Reel inside shop
2017-09-25 | ZP | FEBCO | 25 | 805YE | F002109 | BFP001426 | 10 Hook Street 10 Hook Street Capalaba QLD 4157 | Body Corporate For 10 Hook Street CTS 34059 | 271530 | C/- Brisbay Pty Ltd PO Box 78 COOPERS PLAINS QLD 4108 | BC | 281164 | Steel Street - right hand side of building
2017-09-21 | ZP | PENTAIR | 100 | SCV03 | 106630 | BFP001427 | The Hub at Capalaba 2 Loraine Street Capalaba QLD 4157 | Body Corporate For The Hub At Capalaba CTS 34671 | 275070 | PO Box 466 TOOWONG QLD 4066 | BC | 288039 | Right hand side behind booster
2017-09-21 | ZP | WATTS | 32 | 007M2 | 3589 | BFP001428 | The Hub at Capalaba 2 Loraine Street Capalaba QLD 4157 | Body Corporate For The Hub At Capalaba CTS 34671 | 275070 | PO Box 466 TOOWONG QLD 4066 | BC | 288039 | Right hand side on wall next to landing valve
2017-09-25 | CP | CONBRACO | 25 | 40105A11 | UE089 | BFP001430 | 10 Hook Street 10 Hook Street Capalaba QLD 4157 | Body Corporate For 10 Hook Street CTS 34059 | 271530 | C/- Brisbay Pty Ltd PO Box 78 COOPERS PLAINS QLD 4108 | BC | 281164 | On left hand side of building opposite water meter
2016-10-19 | ZP | Combraco | 100 | 4010 | NA067 | BFP001431 | 32 On Middle Commercial 32 Middle Street Cleveland QLD 4163 | 32 On Middle Commercial The Body Corporate | 273650 | C/- B & D Body Corporate Management PO Box 539 CLEVELAND QLD 4163 | BC | 285040 | Rear of premisers adjacent to car parks
2016-10-19 | ZP | Conbraco | 20 | 40104A1I | YJ672 | BFP001432 | 32 On Middle Commercial 32 Middle Street Cleveland QLD 4163 | 32 On Middle Commercial The Body Corporate | 273650 | C/- B & D Body Corporate Management PO Box 539 CLEVELAND QLD 4163 | BC | 285040 | Rear of premises adjacent to car parks
2016-10-19 | ZP | Valvtec | 32 | DCV98 | D11414 | BFP001433 | 32 On Middle Commercial 32 Middle Street Cleveland QLD 4163 | 32 On Middle Commercial The Body Corporate | 273650 | C/- B & D Body Corporate Management PO Box 539 CLEVELAND QLD 4163 | BC | 285040 | Rear of premises adjacent to car parks
2016-11-02 | ZP | Conbraco | 80 | 401000 | NY219 | BFP001434 | 32 On Middle Commercial 32 Middle Street Cleveland QLD 4163 | 32 On Middle Commercial The Body Corporate | 273650 | C/- B & D Body Corporate Management PO Box 539 CLEVELAND QLD 4163 | BC | 285040 | Rear of premises adjacent to car parks
2016-10-19 | ZP | Conbraco | 50 | 402081I | QUN907 | BFP001435 | 32 On Middle Commercial 32 Middle Street Cleveland QLD 4163 | 32 On Middle Commercial The Body Corporate | 273650 | C/- B & D Body Corporate Management PO Box 539 CLEVELAND QLD 4163 | BC | 285040 | Middle Street side, left hand side of premises in cupboard next to fire hose reel
2015-01-08 | IP | Febco | 25 | 825YE | 3713 | BFP001436 | Tombo Place 2 Tombo Street Capalaba QLD 4157 | Body Corporate for Tombo Place CTS 34962 | 274670 | C/- B & D Body Corporate Management PO Box 539 CLEVELAND QLD 4163 | BC | 291364 | Side of building - Irrigation
2015-01-08 | IP | Febco | 25 | 805YE | 290 | BFP001437 | Tombo Place 2 Tombo Street Capalaba QLD 4157 | Body Corporate for Tombo Place CTS 34962 | 274670 | C/- B & D Body Corporate Management PO Box 539 CLEVELAND QLD 4163 | BC | 291364 | Fire Reel at front
2017-10-31 | ZP | Valvetec | 50 | DC03 | 3343 | BFP001438 | Victoria Point Town Centre 349-369 Colburn Avenue Victoria Point QLD 4165 | Lanrex Pty Ltd IVL Group Pty Ltd | 263820 | PO BOX 3198 VICTORIA POINT QLD 4165 | CMP | 404117 | Towncentre South - Building No:2 (Auto Centre) fire hose reel service
2017-10-31 | ZP | Valveec | 15 | RP03 | 6245 | BFP001439 | Victoria Point Town Centre 349-369 Colburn Avenue Victoria Point QLD 4165 | Lanrex Pty Ltd IVL Group Pty Ltd | 263820 | PO Box 3198 Victoria Point West QLD 4165 | CMP | 75703 | Towncentre South - Home Maker Centre South east Corner - bin wash down
2017-10-31 | CP | Valvtec | 50 | dc03 | 3313 | BFP001440 | Victoria Point Town Centre 349-369 Colburn Avenue Victoria Point QLD 4165 | Lanrex Pty Ltd IVL Group Pty Ltd | 263820 | PO BOX 3198 VICTORIA POINT QLD 4165 | CMP | 404117 | Towncentre South - Building No:2 (Dan Murphys) on fire hose reel
2014-02-17 | ZP | Tyco | 20 | RP03 | 45225 | BFP001441 | Redland Hospital 21 Weippin Street Cleveland QLD 4163 | Metro South Hospital And Health Service | 24265 | Redland Hospital Building & Maintenance PO Box 585 CLEVELAND QLD 4163 | 6 | 296855 | Boronia Utility Room Outside RPZD Cold
2014-02-17 | ZP | Tyco | 20 | RP03 | 19728 | BFP001442 | Redland Hospital 21 Weippin Street Cleveland QLD 4163 | Metro South Hospital And Health Service | 24265 | C/- Bayside Health Srv District V Quinlan PO Box 585 CLEVELAND QLD 4163 | 6 | 29488 | Boronia Utility Room Outside RPZD Hot
2014-02-17 | ZP | valvetec | 20 | RPZ903 | 38892 | BFP001443 | Redland Hospital 21 Weippin Street Cleveland QLD 4163 | Metro South Hospital And Health Service | 24265 | Redland Hospital Building & Maintenance PO Box 585 CLEVELAND QLD 4163 | 6 | 296855 | Acacia Dirty Utility room Near Bins - Hot RPZD
2014-02-17 | ZP | TYCO | 20 | RP03 | 1596 | BFP001444 | Redland Hospital 21 Weippin Street Cleveland QLD 4163 | Metro South Hospital And Health Service | 24265 | C/- Bayside Health Srv District V Quinlan PO Box 585 CLEVELAND QLD 4163 | 6 | 29488 | Acacia Dirty Utility room Near Bins - Cold RPZD
2014-02-17 | IP | TYCO | 25 | DC03 | 3121 | BFP001445 | Redland Hospital 21 Weippin Street Cleveland QLD 4163 | Metro South Hospital And Health Service | 24265 | Redland Hospital Building & Maintenance PO Box 585 CLEVELAND QLD 4163 | 6 | 296855 | Boronia Fire Hose Reel Near Lunch Room DCV
2014-02-17 | IP | TYCO | 25 | DC03 | 3123 | BFP001446 | Redland Hospital 21 Weippin Street Cleveland QLD 4163 | Metro South Hospital And Health Service | 24265 | C/- Bayside Health Srv District V Quinlan PO Box 585 CLEVELAND QLD 4163 | 6 | 29488 | Acacia Fire Hose Reel Left Hand Side Court Yard DCV
2014-02-17 | IP | TYCO | 25 | DC03 | 3089 | BFP001447 | Redland Hospital 21 Weippin Street Cleveland QLD 4163 | Metro South Hospital And Health Service | 24265 | Redland Hospital Building & Maintenance PO Box 585 CLEVELAND QLD 4163 | 6 | 296855 | Acacia Fire Hose Reel Front Court Yard DCV
2014-02-17 | IP | TYCO | 25 | DC03 | 3096 | BFP001449 | Redland Hospital 21 Weippin Street Cleveland QLD 4163 | Metro South Hospital And Health Service | 24265 | Redland Hospital Building & Maintenance PO Box 585 CLEVELAND QLD 4163 | 6 | 296855 | Acacia Fire Hose Reel Right Back Court Yard DCV
2014-02-17 | IP | TYCO | 25 | DC03 | 3109 | BFP001450 | Redland Hospital 21 Weippin Street Cleveland QLD 4163 | Metro South Hospital And Health Service | 24265 | C/- Bayside Health Srv District V Quinlan PO Box 585 CLEVELAND QLD 4163 | 6 | 29488 | Boronia Fire Hose Reel Back Wall Court Yard DCV
2014-02-17 | IP | TYCO | 25 | DC03 | 3106 | BFP001451 | Redland Hospital 21 Weippin Street Cleveland QLD 4163 | Metro South Hospital And Health Service | 24265 | Redland Hospital Building & Maintenance PO Box 585 CLEVELAND QLD 4163 | 6 | 296855 | Daintree Fire Hose Reel Right Side near Boilers
2014-02-17 | IP | TYCO | 25 | DC03 | 3093 | BFP001452 | Redland Hospital 21 Weippin Street Cleveland QLD 4163 | Metro South Hospital And Health Service | 24265 | C/- Bayside Health Srv District V Quinlan PO Box 585 CLEVELAND QLD 4163 | 6 | 29488 | Daintree Fire Hose Reel Court Yard
2014-02-17 | IP | TYCO | 25 | DC03 | 3113 | BFP001454 | Redland Hospital 21 Weippin Street Cleveland QLD 4163 | Metro South Hospital And Health Service | 24265 | Redland Hospital Building & Maintenance PO Box 585 CLEVELAND QLD 4163 | 6 | 296855 | Blue Gum Fire Hose Reel Back Court Yard
2014-02-17 | IP | TYCO | 25 | DC03 | 3105 | BFP001455 | Redland Hospital 21 Weippin Street Cleveland QLD 4163 | Metro South Hospital And Health Service | 24265 | C/- Bayside Health Srv District V Quinlan PO Box 585 CLEVELAND QLD 4163 | 6 | 29488 | Blue Gum Fire Hose Reel Front Court Yard DCV
2014-02-17 | IP | TYCO | 25 | DC03 | 3102 | BFP001456 | Redland Hospital 21 Weippin Street Cleveland QLD 4163 | Metro South Hospital And Health Service | 24265 | Redland Hospital Building & Maintenance PO Box 585 CLEVELAND QLD 4163 | 6 | 296855 | Blue Gum Fire Hose Reel Left Hand Side Court Yard
2014-02-17 | IP | TYCO | 25 | DC03 | 3126 | BFP001457 | Redland Hospital 21 Weippin Street Cleveland QLD 4163 | Metro South Hospital And Health Service | 24265 | C/- Bayside Health Srv District V Quinlan PO Box 585 CLEVELAND QLD 4163 | 6 | 29488 | Fire Hose Reel Red Gum Near Fire Panel
2014-02-17 | IP | TYCO | 25 | DC03 | 30194 | BFP001458 | Redland Hospital 21 Weippin Street Cleveland QLD 4163 | Metro South Hospital And Health Service | 24265 | Redland Hospital Building & Maintenance PO Box 585 CLEVELAND QLD 4163 | 6 | 296855 | Red Gum Fire Hose Reel Back Court Yard
2014-02-17 | IP | TYCO | 25 | DC03 | 3115 | BFP001459 | Redland Hospital 21 Weippin Street Cleveland QLD 4163 | Metro South Hospital And Health Service | 24265 | Redland Hospital Building & Maintenance PO Box 585 CLEVELAND QLD 4163 | 6 | 296855 | Red Gum Outside Near Boiler onFir Hose Reel
2011-04-13 | IP | TYCO | 25 | DC03 | 3108 | BFP001460 | Redland Hospital 21 Weippin Street Cleveland QLD 4163 | Metro South Hospital And Health Service | 24265 | C/- Bayside Health Srv District V Quinlan PO Box 585 CLEVELAND QLD 4163 | 6 | 29488 | Red Gum Fire Hose Reel Front Court Yard DCV
2014-02-17 | IP | TYCO | 20 | RP03 | 6667 | BFP001461 | Redland Hospital 21 Weippin Street Cleveland QLD 4163 | Metro South Hospital And Health Service | 24265 | Redland Hospital Building & Maintenance PO Box 585 CLEVELAND QLD 4163 | 6 | 296855 | Back Wall Near Fire Pump
2011-04-11 | ZP | TYCO | 50 | RP03 | 3683 | BFP001464 | Redland Hospital 21 Weippin Street Cleveland QLD 4163 | Metro South Hospital And Health Service | 24265 | C/- Bayside Health Srv District V Quinlan PO Box 585 CLEVELAND QLD 4163 | 6 | 29488 | Lift shaft area irrigation pump room
2011-04-12 | ZP | TYCO | 20 | RP03 | 19740 | BFP001465 | Redland Hospital 21 Weippin Street Cleveland QLD 4163 | Metro South Hospital And Health Service | 24265 | Redland Hospital Building & Maintenance PO Box 585 CLEVELAND QLD 4163 | 6 | 296855 | Blue Gum Pan Room Back Wall Near Automatic Doors Hot RPZ
2011-04-12 | ZP | TYCO | 20 | RP03 | 1615 | BFP001466 | Redland Hospital 21 Weippin Street Cleveland QLD 4163 | Metro South Hospital And Health Service | 24265 | C/- Bayside Health Srv District V Quinlan PO Box 585 CLEVELAND QLD 4163 | 6 | 29488 | Blue Gum Pan Room Back Wall Near Automatic Doors Cold RPZ
2014-02-17 | ZP | TYCO | 20 | RP03 | 4509 | BFP001467 | Redland Hospital 21 Weippin Street Cleveland QLD 4163 | Metro South Hospital And Health Service | 24265 | Redland Hospital Building & Maintenance PO Box 585 CLEVELAND QLD 4163 | 6 | 296855 | Red Gum Pan Room Outside Staff Room Hot
2014-02-17 | ZP | RYCO | 20 | RP03 | 1503 | BFP001468 | Redland Hospital 21 Weippin Street Cleveland QLD 4163 | Metro South Hospital And Health Service | 24265 | C/- Bayside Health Srv District V Quinlan PO Box 585 CLEVELAND QLD 4163 | 6 | 29488 | Red Gum Pan Room Outside Staff Room Gold
2017-01-24 | IP | Tyco | 25 | RP03 | 78072 | BFP001469 | 31-75 Taylor Road Sheldon QLD 4157 | Sheldon College | 400710 | PO Box 1188 Capalaba DC QLD 4157 | EDU | 72650 | On irrigation line in garden west end of middle college toilet block
2016-10-07 | IP | Febco | 20 | 860L | H01783 | BFP001471 | Raby Bay Quays 13-14 Esperance Court Cleveland QLD 4163 | No owners recorded | 276200 | PO Box 539 CLEVELAND QLD 4163 | BC | 427238 | Left hand side entry beside wash down area
2017-11-02 | ZP | Febco | 40 | 825 | F001355 | BFP001472 | 2-30 Delancey Street Cleveland QLD 4163 | The State Of Qld (Rep By Dept Of Agriculture & Fisheries & Forestry) | 399960 | PO Box 327 CLEVELAND QLD 4163 | 6 | 397121 | Former Main Entrance - Right Hand Side as you enter grounds
2017-11-02 | ZP | TYCO | 150 | SCV | SCDA03 | BFP001473 | 2-30 Delancey Street Cleveland QLD 4163 | The State Of Qld (Rep By Dept Of Agriculture & Fisheries & Forestry) | 399960 | PO Box 327 CLEVELAND QLD 4163 | 6 | 397121 | Former Entry Right Hand Sde
2017-04-26 | ZP | Febco | 20 | 825 | F004452 | BFP001474 | 8 Hook Street Capalaba QLD 4157 | L L Shrubb & T A Waalder As Trustees | 251680 | 65 Summit Street Sheldon QLD 4157 | TST | 271719 | Beside water meter in front garden
2017-04-26 | ZP | Febco | 25 | 805 | F001673 | BFP001475 | 8 Hook Street Capalaba QLD 4157 | L L Shrubb & T A Waalder As Trustees | 251680 | PO Box 181 CAPALABA QLD 4157 | CMP | 31522 | Beside water meter in front garden
2016-11-02 | ZP | Combraco | 50 | 40207A2I | JT546 | BFP001476 | Ormiston Springs 130 Gordon Street Ormiston QLD 4160 | Body Corporate For Ormiston Springs CTS 28884 | 204814 | PO Box 10326 BRISBANE ADELAIDE STREET QLD 4000 | BC | 118284 | Left hand side of fountain in front drive
2014-12-09 | IP | FEBCO | 40 | 805ye | 1546 | BFP001477 | 24-30 Enterprise Street Cleveland QLD 4163 | The Trust Company (Australia) Limited | 38008 | C/- Accounts Payable Locked Bag 4000 LIVERPOOL BC NSW 1871 | CMP | 14872 | Chemical injection area t cooling towers
2017-09-20 | CP | Febco | 40 | 825ye | 15429 | BFP001478 | Cleveland Harbourside Centre (W'worths) 67-107 Middle Street Cleveland QLD 4163 | The Trust Company Limited | 1500 | Cleveland Shopping Centre 91 Middle Street Cleveland QLD 4163 | CMP | 1944 | In plant room to the left of hot water units (Coles Supermarket)
2017-09-20 | ZP | Tyco | 25 | DC03 | 60659 | BFP001479 | Cleveland Harbourside Centre (W'worths) 67-107 Middle Street Cleveland QLD 4163 | The Trust Company Limited | 1500 | C/- Folkestone Property Management Pty Ltd PO BOX 327 COLLINS STREET WEST MELBOURNE VIC 8007 | CMP | 246418 | In s/s box in Deli near ice machine - hot (Coles Supermarket)
2017-09-20 | ZP | Tyco | 25 | DC03 | 60673 | BFP001480 | Cleveland Harbourside Centre (W'worths) 67-107 Middle Street Cleveland QLD 4163 | The Trust Company Limited | 1500 | Cleveland Shopping Centre 91 Middle Street Cleveland QLD 4163 | CMP | 1944 | In s/s box in Deli near ice machine - cold (Coles Supermarket)
2013-03-04 | ZP | Flowmatic | 20 | RPZ | E8165 | BFP001481 | Cleveland Sands Hotel 60-76 Middle Street Cleveland QLD 4163 | Hotel Property Investments Limited | 1411 | Ground Floor 312 St Kilda Road MELBOURNE VIC 3004 | CMP | 306278 | At rear of building next to GIT and bin area
2013-03-04 | IP | Enviro | 25 | DCV | A4836 | BFP001482 | Cleveland Sands Hotel 60-76 Middle Street Cleveland QLD 4163 | Hotel Property Investments Limited | 1411 | Suite 2, Level 17 Ibm Centre 60 City Road SOUTHBANK VIC 3006 | CMP | 322050 | Outside front entrance on fire hose reel
2013-03-04 | IP | Enviro | 25 | DCV | A5207 | BFP001483 | Cleveland Sands Hotel 60-76 Middle Street Cleveland QLD 4163 | Hotel Property Investments Limited | 1411 | Ground Floor 312 St Kilda Road MELBOURNE VIC 3004 | CMP | 306278 | Inside building between roller doors on fire hose reel
2017-11-24 | IP | Febco | 25 | 825ye | F003755 | BFP001484 | 1-9 Macarthur Street Alexandra Hills QLD 4161 | The Salvation Army (QLD) Property Trust | 9315 | PO Box A435 SYDNEY SOUTH NSW 1235 | TST | 15897 | South side of building in garden next to air conditioning unit
2017-11-24 | CP | Febco | 25 | 825YE | F003709 | BFP001485 | 1-9 Macarthur Street Alexandra Hills QLD 4161 | The Salvation Army (QLD) Property Trust | 9315 | 111-117 Duncan Road Sheldon QLD 4157 | TST | 11701 | South side of building in garden next to air conditioning unit
2017-12-21 | ZP | WATTS | 32 | 400BLF | 1036 | BFP001486 | 70-72 Wellington Street Ormiston QLD 4160 | Quest Properties Pty Ltd As Trustee | 36078 | 58 Wellington Street Ormiston QLD 4160 | 0 | 42898 | Outside wall next to fire hose reel
2014-02-10 | IP | Conbraco | 25 | 40105a11 | VE785 | BFP001487 | Sharks Sporting Club 325B Colburn Avenue Victoria Point QLD 4165 | Victoria Point Sharks Sporting Club Inc | 276140 | PO Box 3051 VICTORIA POINT WEST QLD 4165 | Sport | 268396 | Near right hand side of building on fire hose reel
2014-02-10 | IP | Febco | 25 | 805y | F003599 | BFP001488 | Sharks Sporting Club 325B Colburn Avenue Victoria Point QLD 4165 | Victoria Point Sharks Sporting Club Inc | 276140 | PO Box 3051 VICTORIA POINT WEST QLD 4165 | Sport | 268396 | In fire cupboard between bar and kitchen servery
2006-11-27 11:10 | ZP | Febco | 20 | 825y | F004705 | BFP001489 | Sharks Sporting Club 325B Colburn Avenue Victoria Point QLD 4165 | Victoria Point Sharks Sporting Club Inc | 276140 | PO Box 3051 VICTORIA POINT WEST QLD 4165 | Sport | 268396 | Right hand side rear corner of building on wall
2014-11-17 | ZP | Tyco | 100 | DC03 | 90422 | BFP001490 | Sharks Sporting Club 325B Colburn Avenue Victoria Point QLD 4165 | Victoria Point Sharks Sporting Club Inc | 276140 | PO Box 3051 VICTORIA POINT WEST QLD 4165 | Sport | 268396 | Front boundary next to meter
2014-02-10 | IP | Febco | 25 | 805y | A001657 | BFP001491 | Sharks Sporting Club 325B Colburn Avenue Victoria Point QLD 4165 | Victoria Point Sharks Sporting Club Inc | 276140 | PO Box 3051 VICTORIA POINT WEST QLD 4165 | Sport | 268396 | 1st Floor admin in fire cupboard
2017-11-15 | ZP | Combraco | 32 | 40207AZI | BS728 | BFP001492 | Wellington Point State High School 2-34 Badgen Road Wellington Point QLD 4160 | The State Of Queensland (Represented By Department of Education & Training) | 28035 | PO Box 15033 CITY EAST QLD 4002 | 6 | 283868 | Back wall of science
2013-11-28 | CP | Combraco | 25 | 40105A1I | VE177 | BFP001493 | 25-31 Shore Street West Cleveland QLD 4163 | Condra No 14 Pty Ltd As Trustee Lazydaz Pty Ltd Condra No 13 Pty Ltd As Trustee | 205092 | PO Box 772 CLEVELAND QLD 4163 | CMP | 70220 | On eastern wall of A/C tenancy on fire hose reel
2017-09-07 | ZP | Febco | 40 | 805y | 21807 | BFP001494 | Birkdale State School 73-85 Agnes Street Birkdale QLD 4159 | The State Of Queensland (Represented By Department of Education & Training) | 51786 | Birkdale State School 73-85 Agnes Street Birkdale QLD 4159 | EDU | 81504 | Fence Line
2017-09-26 | CP | Tyco | 20 | DC03 | 9080 | BFP001497 | 8 Natasha Street Capalaba QLD 4157 | Mailli Investments Pty Ltd As Trustee | 267030 | PO Box 181 CAPALABA QLD 4157 | CMP | 31522 | Left hand side of front boundary in garden bed on irrigation system
2017-09-26 | CP | Tyco | 25 | DC03 | 8691 | BFP001498 | 8 Natasha Street Capalaba QLD 4157 | Mailli Investments Pty Ltd As Trustee | 267030 | 112 Thornlands Road THORNLANDS QLD 4164 | TST | 72622 | Beside exit door inside front wall of building on fire hose reel
2018-01-08 | CP | TycocONBRACO | 32 | 40206A1I | 5M662 | BFP001499 | Koala Tavern 36-40 Moreton Bay Road Capalaba QLD 4157 | Koala Capalaba Investments Pty Ltd As Trustee | 57427 | 418 WISHART ROAD WISHART QLD 4122 | TST | 357065 | In loading dock right hand side on wall next to gas regulator
2017-12-15 | ZP | Febco | 20 | 825y | 2364 | BFP001500 | Seashells On Ballow 21 Ballow Street Amity QLD 4183 | Body Corporate For Seashells On Ballow CTS 39069 | 304030 | 21 Ballow Street Amity QLD 4183 | BC | 335279 | On back wall on hose tap near grease trap
2017-10-31 | ZP | Tyco | 20 | RP03 | 20602 | BFP001503 | Victoria Point Town Centre 349-369 Colburn Avenue Victoria Point QLD 4165 | Lanrex Pty Ltd IVL Group Pty Ltd | 263820 | PO BOX 3198 VICTORIA POINT QLD 4165 | CMP | 404117 | Rear of subway hose tap service
2016-03-24 | CP | Tyco | 32 | DC03 | 5698 | BFP001504 | Victoria Point Town Centre 349-369 Colburn Avenue Victoria Point QLD 4165 | Lanrex Pty Ltd IVL Group Pty Ltd | 263820 | PO Box 3198 Victoria Point West QLD 4165 | CMP | 75703 | Rear of subway fire hose reel service
2017-09-02 | IP | Tyco | 20 | RPZ | 89934 | BFP001505 | Cleveland Harbourside Centre (W'worths) 67-107 Middle Street Cleveland QLD 4163 | The Trust Company Limited | 1500 | C/- Folkestone Property Management Pty Ltd PO BOX 327 COLLINS STREET WEST MELBOURNE VIC 8007 | CMP | 246418 | Air conditioner plant room south mall
2017-09-02 | CP | Tyco | 25 |  | 27503 | BFP001506 | Cleveland Harbourside Centre (W'worths) 67-107 Middle Street Cleveland QLD 4163 | The Trust Company Limited | 1500 | C/- Folkestone Property Management Pty Ltd PO BOX 327 COLLINS STREET WEST MELBOURNE VIC 8007 | CMP | 246418 | Level 2 car park 8m in front of stair well
2017-09-02 | CP | Tyco | 25 |  | 27503 | BFP001506 | Cleveland Harbourside Centre (W'worths) 67-107 Middle Street Cleveland QLD 4163 | The Trust Company Limited | 1500 | Cleveland Shopping Centre 91 Middle Street Cleveland QLD 4163 | CMP | 1944 | Level 2 car park 8m in front of stair well
2017-01-31 | ZP | Tyso | 100 | DC03 | 90485 | BFP001507 | Alexandra Hills State School 4-16 Princeton Avenue Alexandra Hills QLD 4161 | The State Of Queensland (Represented By Department of Education & Training) | 375060 | PO Box 15033 CITY EAST QLD 4002 | 6 | 283868 | Front garden for fire main
2017-02-20 | ZP | Febco | 50 | 805Y | 194 | BFP001508 | Alexandra Hills State High School 3-21 Windemere Road Alexandra Hills QLD 4161 | The State Of Queensland (Represented By Department Of Education & Training) | 233450 | PO Box 15033 BRISBANE ALBERT STREET QLD 4002 | 6 | 287401 | On sports oval near seats
2016-12-20 | ZP | Febco | 25 | 805y | A000932 | BFP001509 | Centro Place 10-12 India Street Capalaba QLD 4157 | Centro Place The Body Corporate | 279320 | C/- Whittles Body Corporate PO Box 539 CLEVELAND QLD 4163 | BC | 292043 | Under fire hose reel between unit 7 and 8
2016-12-20 | ZP | Febco | 25 | 805y | F001563 | BFP001510 | Centro Place 10-12 India Street Capalaba QLD 4157 | Centro Place The Body Corporate | 279320 | C/- Whittles Body Corporate PO Box 539 CLEVELAND QLD 4163 | BC | 292043 | Under fire hose reel between units 1 and 2
2016-02-20 | ZP | Febco | 25 | 805y | F0014333 | BFP001511 | Centro Place 10-12 India Street Capalaba QLD 4157 | Centro Place The Body Corporate | 279320 | C/- Whittles Body Corporate PO Box 539 CLEVELAND QLD 4163 | BC | 292043 | Beside water meter
2014-09-11 | ZP | Tyco | 15 | RP03 | 4391 | BFP001512 | Birkdale State School 73-85 Agnes Street Birkdale QLD 4159 | The State Of Queensland (Represented By Department of Education & Training) | 51786 | Birkdale State School 73-85 Agnes Street Birkdale QLD 4159 | EDU | 81504 | Maintenance room of dental clinic
2016-09-18 | ZP | Watts | 15 | 009AUS | 2415 | BFP001513 | Birkdale State School 73-85 Agnes Street Birkdale QLD 4159 | The State Of Queensland (Represented By Department of Education & Training) | 51786 | PO Box 15033 CITY EAST QLD 4002 | 6 | 283868 | Dentist Service room (Compressor Room)
2017-11-17 | ZP | Tyco | 40 | RP03 | 7593 | BFP001514 | 9 Driftwood Street Victoria Point QLD 4165 | Oak Tree Retirement Village Victoria Point Pty Ltd | 202592 | Ground Floor 60 Raff Street SPRING HILL QLD 4004 | CMP | 411330 | Left of Unit 32 in garden
2016-10-06 | CP | Watts | 20 | 007m3QT | 3545 | BFP001515 | 61-63 Steel Street 61-63 Steel Street Capalaba QLD 4157 | 61-63 Steel Street Cts The Body Corporate | 279150 | C/- B & D Body Corporate Management PO Box 539 CLEVELAND QLD 4163 | BC | 292027 | Front left side irrigation line
2016-10-06 | ZP | Watts | 25 | 007M3QT | 558 | BFP001516 | 61-63 Steel Street 61-63 Steel Street Capalaba QLD 4157 | 61-63 Steel Street Cts The Body Corporate | 279150 | C/- B & D Body Corporate Management PO Box 539 CLEVELAND QLD 4163 | BC | 292027 | Fire hose reel Unit 5
2016-10-06 | ZP | Watts | 25 | 007m3QT | 555 | BFP001517 | 61-63 Steel Street 61-63 Steel Street Capalaba QLD 4157 | 61-63 Steel Street Cts The Body Corporate | 279150 | C/- B & D Body Corporate Management PO Box 539 CLEVELAND QLD 4163 | BC | 292027 | Fire hose reel Unit 2
2016-11-30 | ZP | Combraco | 20 | 40204a12 | IT895 | BFP001518 | Faith Lutheran Junior School 130-138 Link Road Victoria Point QLD 4165 | Lutheran Church Of Australia Queensland District | 259840 | PO Box 5257 VICTORIA POINT QLD 4165 | 8 | 2550 | Next to drinking trough
2016-11-30 | CP | Combraco | 25 | 40105A1I | VE180 | BFP001519 | Faith Lutheran Junior School 130-138 Link Road Victoria Point QLD 4165 | Lutheran Church Of Australia Queensland District | 259840 | PO Box 5257 VICTORIA POINT QLD 4165 | 8 | 2550 | Under fire hose reel east end ground floor- Two storey classroom block
2016-11-30 | CP | Combraco | 25 | 40105A1I | TU980 | BFP001520 | Faith Lutheran Junior School 130-138 Link Road Victoria Point QLD 4165 | Lutheran Church Of Australia Queensland District | 259840 | PO Box 5257 VICTORIA POINT QLD 4165 | 8 | 2550 | Under fire hose reel west end first floor
2016-11-30 | CP | Combraco | 25 | 40105A1I | SH917 | BFP001521 | Faith Lutheran Junior School 130-138 Link Road Victoria Point QLD 4165 | Lutheran Church Of Australia Queensland District | 259840 | PO Box 5257 VICTORIA POINT QLD 4165 | 8 | 2550 | Under fire hose reel west end ground floor
2016-11-30 | CP | Combraco | 25 | 40105A1I | VE069 | BFP001522 | Faith Lutheran Junior School 130-138 Link Road Victoria Point QLD 4165 | Lutheran Church Of Australia Queensland District | 259840 | PO Box 5257 VICTORIA POINT QLD 4165 | 8 | 2550 | Under fire hose reel east end first floor
2017-10-23 | ZP | Febcp | 20 | 850L | 11112 | BFP001523 | 8 India Street 8 India Street Capalaba QLD 4157 | Body Corporate for 8 India Street CTS 35333 | 280750 | C/- B & D Body Corporate Management PO Box 539 CLEVELAND QLD 4163 | BC | 296045 | Front left boundary on rock wall
2014-05-30 | IP | Febco | DN20 H | 860L | 25190 | BFP001524 | Amity Point Camping Ground 16-22 Claytons Road Amity QLD 4183 | Quandamooka Yoolooburrabee Aboriginal Corporation As Trustee | 312270 | C/- Cameron Costello 27 Rainbow Crescent DUNWICH QLD 4163 | TST | 377089 | Next to pump station on cabin.
2017-10-31 | IP | TYCO | 20 | RP03 | 1573 | BFP001525 | Victoria Point Town Centre 349-369 Colburn Avenue Victoria Point QLD 4165 | Lanrex Pty Ltd IVL Group Pty Ltd | 263820 | PO BOX 3198 VICTORIA POINT QLD 4165 | CMP | 404117 | Rear of Snap Fitness - hose tap service
2017-12-21 | IP | COMBRACO | 25 | 40105A1I | SM926 | BFP001526 | 231 Thorneside Road Thorneside QLD 4158 | Sandhurst Trustees Limited As Trustee | 6373 | PO BOX 621 WYNNUM QLD 4178 | 0 | 110096 | Under Fire Hose Reel
2017-12-21 | IP | FEBCO | 20 | 825YE | F001164 | BFP001527 | 231 Thorneside Road Thorneside QLD 4158 | Sandhurst Trustees Limited As Trustee | 6373 | C/- Arena Reit Management Limited Locked Bag 32002 Collins Street East MELBOURNE VIC 8003 | TST | 261781 | In Sun Room Next to Laundry in 1st Centre
2017-12-21 | IP | FEBCO | 20 | 825YE | A203350 | BFP001528 | 231 Thorneside Road Thorneside QLD 4158 | Sandhurst Trustees Limited As Trustee | 6373 | PO BOX 621 WYNNUM QLD 4178 | 0 | 110096 | Right Hand Side of Front Entrance
2017-12-14 | IP | FEBCO | 25 | 805YE | 728 | BFP001530 | 9 Tombo Street Capalaba QLD 4157 | Mr George P Nichols | 266970 | 397 Mount Cotton Road Sheldon QLD 4157 | 0 | 15083 | Left hand Fire Reel
2017-12-14 | IP | FEBCO | 25 | 805YE | 723 | BFP001531 | 9 Tombo Street Capalaba QLD 4157 | Mr George P Nichols | 266970 | PO Box 181 CAPALABA QLD 4157 | CMP | 31522 | Right hand Fire Reel
2017-02-13 | ZP | TYCO | 25 | RP03 | 7142 | BFP001532 | 45-47 Shore Street West Cleveland QLD 4163 | Jenlyn Pty Ltd As Trustee | 1382 | C/- McGees Property GPO Box 997 BRISBANE QLD 4001 | TST | 242368 | South East corner fire hose reel
2017-08-07 | IP | TYCO | 50 | DC03 | 7375 | BFP001533 | Victoria Point Lakeside Shopping Centre / Library 7-13 Bunker Road Victoria Point QLD 4165 | Victoria Point Lakeside Pty Ltd | 280550 | C/- First National Property Group PO Box 7338 REDLAND BAY QLD 4165 | BUS | 261010 | North side entry Ground floor
2017-08-07 | IP | TYCO | 25 | RP03 | 8949 | BFP001534 | Victoria Point Lakeside Shopping Centre / Library 7-13 Bunker Road Victoria Point QLD 4165 | Victoria Point Lakeside Pty Ltd | 280550 | C/- First National Property Group PO Box 7338 REDLAND BAY QLD 4165 | BUS | 261010 | Near Grease Trap
2017-11-17 | IP | COMBRACO | 15 | 40203A11 | UV541 | BFP001535 | 9 Driftwood Street Victoria Point QLD 4165 | Oak Tree Retirement Village Victoria Point Pty Ltd | 202592 | Ground Floor 60 Raff Street SPRING HILL QLD 4004 | CMP | 411330 | South wall of Community Centre
2017-09-19 | IP | Febco | 25 | 860L | 946 | BFP001536 | 58 Neumann Road Capalaba QLD 4157 | Mr Paul Gauci Mrs Norma Gauci | 251790 | 343 LONDON ROAD BELMONT QLD 4153 | 0 | 265782 | Under fire hose reel front wall of building
2017-03-23 | CP | WATTS | 20 | 2006 | 740 | BFP001537 | 54 Neumann Road Capalaba QLD 4157 | Mr Paul Gauci Mrs Norma Gauci | 267210 | PO Box 181 CAPALABA QLD 4157 | CMP | 31522 | Right hand side of water meter
2015-04-22 | ZP | Tyco | 20 | RP03 | 45092 | BFP001539 | Capalaba Central Shopping Centre 38-62 Moreton Bay Road Capalaba QLD 4157 | Shayher Alliance Pty Limited As Trustee | 54896 | C/- Wynnum Retail Management Pty Ltd PO Box 683 CAPALABA QLD 4157 | TST | 426023 | S08-10 Butcher Tenancy nest to HWS (hot)
2015-04-29 | ZP | TYCO | 20 | RPZ03 | 45058 | BFP001540 | Capalaba Central Shopping Centre 38-62 Moreton Bay Road Capalaba QLD 4157 | Shayher Alliance Pty Limited As Trustee | 54896 | PO Box 683 CAPALABA QLD 4157 | CMP | 103277 | S08-10 Butcher Tenancy nest to HWS (Cold)
2015-05-18 | ZP | Watts | 25 | 40008 | 601 | BFP001541 | Faith Lutheran College Redlands 1-15 Beveridge Road Thornlands QLD 4164 | Lutheran Church Of Australia Queensland District | 307300 | PO Box 5257 VICTORIA POINT QLD 4165 | 8 | 2550 | In air conditioning plant area
2017-10-25 | ZP | Watts | 25 | 009AUS | 12699 | BFP001542 | 84 Shore Street West Ormiston QLD 4160 | Legfam Pty Ltd As Trustee | 1238 | 2 Pall Mall Drive CURRUMBIN HEIGHTS QLD 4223 | 0 | 1685 | Under fire hose reel at entrance to workshop
2017-02-20 | ZP | TYCO | 50 | DC03 | 8187 | BFP001543 | 50-52 Neumann Road Capalaba QLD 4157 | Mr Geoffrey Ibrahim Ms Louise M Ibrahim Mr Jack M Ibrahim Mrs Silvia L Ibrahim | 272060 | PO Box 181 CAPALABA QLD 4157 | CMP | 31522 | Behind water meter
2017-02-20 | ZP | TYCO | 20 | RP03 | 76074 | BFP001544 | 50-52 Neumann Road Capalaba QLD 4157 | Mr Geoffrey Ibrahim Ms Louise M Ibrahim Mr Jack M Ibrahim Mrs Silvia L Ibrahim | 272060 | 12 Oateson Skyline Drive Seven Hills QLD 4170 | 0 | 277516 | Behind water meter
2017-02-20 | CP | Combraco | 25 | 40105AI1 | UE247 | BFP001545 | 128-130 Steel Street Capalaba QLD 4157 | Zen Developments Pty Ltd | 251760 | PO Box 663 CLEVELAND QLD 4163 | CMP | 268781 | Inside Unit One on Fire Hose Reel
2017-02-20 | CP | Combraco | 25 | 40105AI1 | UE262 | BFP001546 | 128-130 Steel Street Capalaba QLD 4157 | Zen Developments Pty Ltd | 251760 | PO Box 181 CAPALABA QLD 4157 | CMP | 31522 | Front Garden
2017-02-20 | CP | Combraco | 25 | 40145AI1 | VE203 | BFP001547 | 128-130 Steel Street Capalaba QLD 4157 | Zen Developments Pty Ltd | 251760 | PO Box 663 CLEVELAND QLD 4163 | CMP | 268781 | Unit 2 on Fire Hose Reel
2017-02-20 | CP | Combraco | 25 | 40145AI1 | VT840 | BFP001548 | 128-130 Steel Street Capalaba QLD 4157 | Zen Developments Pty Ltd | 251760 | PO Box 181 CAPALABA QLD 4157 | CMP | 31522 | Unit 3 on Fire Hose Reel
2017-09-21 | ZP | Tyco | 25 | DC03 | 3915 | BFP001549 | 45-51 Steel Street Capalaba QLD 4157 | Patterson Management Pty Ltd As Trustee For The Patterson Properties Trust | 267120 | PO Box 181 CAPALABA QLD 4157 | CMP | 31522 | Next to electrical box - green wall garden
2017-09-21 | CP | Tyco | 32 | DC03 | 10501 | BFP001550 | 45-51 Steel Street Capalaba QLD 4157 | Patterson Management Pty Ltd As Trustee For The Patterson Properties Trust | 267120 | 17 Sevenoaks Street Alexandra Hills QLD 4161 | CMP | 69600 | In garden next to water meter
2016-09-29 | ZP | Tyco | 25 | DC03 | 10756 | BFP001551 | Euro Business Park 26-34 Weippin Street Cleveland QLD 4163 | Body Corporate For Euro Business Park CTS 35475 | 280470 | C/- Teys (Cleveland) Pty Ltd PO Box 539 CLEVELAND QLD 4163 | BC | 296942 | In front garden beside water meter
2016-12-01 | ZP | Watts | 20 | 009M3 | 2390 | BFP001552 | Faith Lutheran Junior School 130-138 Link Road Victoria Point QLD 4165 | Lutheran Church Of Australia Queensland District | 259840 | PO Box 5257 VICTORIA POINT QLD 4165 | 8 | 2550 | Front fence dental van connection point
2016-02-11 | ZP | Watts | 32 | 200BCFAUS | 962 | BFP001553 | 4 Hook Street Capalaba QLD 4157 | FJG Super Pty Ltd As Trustee | 251700 | PO Box 181 CAPALABA QLD 4157 | CMP | 31522 | Front right hand side
2016-02-11 | ZP | Watts | 20 | 009AUS | 2693 | BFP001554 | 4 Hook Street Capalaba QLD 4157 | FJG Super Pty Ltd As Trustee | 251700 | PO Box 717 CAPALABA QLD 4157 | TST | 444994 | Front right hand side
2016-09-29 | CP | Watt | 20 | 009AUS | D4221 | BFP001555 | POINCIANA VISTA 107-113 Queen Street Cleveland QLD 4163 | Poinciana Vista The Body Corporate Community Title Scheme 17413 | 56383 | C/- B & D Body Corporate Management PO Box 539 CLEVELAND QLD 4163 | BC | 65937 | Dental Tenancy - At the rear of shop up high on wall
2017-10-04 | ZP | WATTS | 20 | 009AUS | 5269 | BFP001556 | 15 Hook Street 15 Hook Street Capalaba QLD 4157 | Body Corporate for 15 Hook Street CTS 35574 | 280990 | C/- Archers Body Corporate Management Pty Ltd GPO Box 3025 BRISBANE QLD 4001 | BC | 297794 | Unit 4 outside wall next to garden tap.
2017-10-04 | ZP | Watts | 20 | 007M1-AUS | 5727 | BFP001557 | 15 Hook Street 15 Hook Street Capalaba QLD 4157 | Body Corporate for 15 Hook Street CTS 35574 | 280990 | C/- Archers Body Corporate Management Pty Ltd GPO Box 3025 BRISBANE QLD 4001 | BC | 297794 | Unit 1 outside wall next to garden tap
2017-07-11 | ZP | Tyco | 20 | RP03 | 6694 | BFP001559 | Alexandra Hills Hotel/Motel 332 Finucane Road Alexandra Hills QLD 4161 | Hill-Mac Pty Ltd | 9909 | Alexandra Hills Hotel/Motel 332 Finucane Road Alexandra Hills QLD 4161 | CMP | 12465 | Close to back entrance near beer gas bottle control
2017-11-24 | ZP | Watts | 20 | 009AUS | 6446 | BFP001560 | North Stradbroke Hotel - Waves Stradbroke 158-162 Dickson Way Point Lookout QLD 4183 | North Point Holdings No 2 Pty Ltd As Trustee | 295650 | North Stradbroke Hotel 158-172 Dickson Way Point Lookout QLD 4183 | 0 | 5721 | Wash Down Bay hose tap on brick wall adjacent to Bottle Shop
2017-05-10 | IP | Tyco | 25 | DC03 | 11800 | BFP001561 | Lot 66 India Street 5 India Street Capalaba QLD 4157 | Lot 66 India Street The Body Corporate | 282810 | C/- Level 1 198 Bloomfield Street CLEVELAND QLD 4163 | BC | 300591 | Front wall on right hand fire hose reel
2017-05-10 | ZP | Tyco | 20 | RP03 | 11670 | BFP001562 | Lot 66 India Street 5 India Street Capalaba QLD 4157 | Lot 66 India Street The Body Corporate | 282810 | C/- Level 1 198 Bloomfield Street CLEVELAND QLD 4163 | BC | 300591 | Left hand side of building on wall
2017-05-10 | IP | Tyco | 25 | DC03 | 11796 | BFP001563 | Lot 66 India Street 5 India Street Capalaba QLD 4157 | Lot 66 India Street The Body Corporate | 282810 | C/- Level 1 198 Bloomfield Street CLEVELAND QLD 4163 | BC | 300591 | Front wall left hand fire hose reel
2017-11-17 | ZP | Conbraco | 32 | 40206A41I | SM658 | BFP001564 | 7 Wattle Street 7 Wattle Street Victoria Point QLD 4165 | Body Corporate For 7 Wattle Street Cts 35351 | 280340 | C/- Body Corporate Management Qld PO Box 1854 CARINDALE QLD 4152 | BC | 294902 | Beside water meter
2014-11-05 | ZP | Flowmatic | 25 | DCVE | A7573 | BFP001565 | Meregold 65-67 Steel Street Capalaba QLD 4157 | Body Corporate For Meregold CTS 45030 | 347240 | C/- Capitol Body Corporate Admin PO Box 326 ALDERLEY QLD 4051 | BC | 400155 | Left hand side of Building
2014-11-05 | ZP | Flowmatic | 25 | DCVE | A7488 | BFP001566 | Meregold 65-67 Steel Street Capalaba QLD 4157 | Body Corporate For Meregold CTS 45030 | 347240 | C/- Capitol Body Corporate Admin PO Box 326 ALDERLEY QLD 4051 | BC | 400155 | Fire hose reel left hand side of building
2013-07-02 | ZP | Watts | 40 | 007M2AUS | 4191 | BFP001567 | 18 John Street Cleveland QLD 4163 | Slade Bay Investments Pty Ltd | 2738 | 165 Bloomfield 10/165-175 Bloomfield Street Cleveland QLD 4163 | 0 | 73360 | Front of Boundary
2013-07-02 | ZP | Watts | 25 | 009AUSRp | 13063 | BFP001568 | 18 John Street Cleveland QLD 4163 | Slade Bay Investments Pty Ltd | 2738 | PO Box 438 BEERWAH QLD 4519 | TST | 227651 | Front of building adjacent to water meter
2017-07-06 | IP | Tyco | 20 | RP03 | 12148 | BFP001569 | 55 Valantine Road Birkdale QLD 4159 | Department Of Housing & Public Works | 11126 | 168-188 Woodlands Drive Thornlands QLD 4164 | 0 | 2127 | Bin wash area
2016-10-10 | IP | Febco | 25 | 850L | 10789 | BFP001570 | 35-37 Wellington Street Ormiston QLD 4160 | Blackwood Traders Pty Ltd As Trustee | 482 | PO Box 150 CLEVELAND QLD 4163 | TST | 77669 | On Fire Hose Reel
2016-10-10 | ZP | Febco | 25 | 825ye | 6267 | BFP001571 | 35-37 Wellington Street Ormiston QLD 4160 | Blackwood Traders Pty Ltd As Trustee | 482 | PO Box 150 CLEVELAND QLD 4163 | TST | 77669 | Front boundary - irrigation
2006-05-19 | CP | Febco | 50 | 825y | B14046 | BFP001572 | Valley Way Mount Cotton QLD 4165 | No owners recorded | 64474 | PO Box 21 Cleveland QLD 4163 | 5 | 70036 | Valley Way opposite Boheimer Court
2017-12-14 | IP | Conbraco | 32 | 40226A2 | P8079 | BFP001573 | Pump Station 132 18A-28 Moores Road Redland Bay QLD 4165 | Redland City Council Redland Water Attn: Mgr Treatment Operations (Sewerage) | 63865 | PO Box 21 Cleveland QLD 4163 | 5 | 1498 | Pump Station 132
2017-08-24 | CP | Febco | 40 | 825y | BF1741 | BFP001574 | Noeleen Street Capalaba QLD 4157 | Redland City Council City Spaces | 58863 | PO Box 21 Cleveland QLD 4163 | 5 | 70036 | End of carpark in garden
2017-10-05 | ZP | Spectra | 25 | DCS | 9 | BFP001575 | 137-151 Bloomfield Street Cleveland QLD 4163 | Honeyeater Pty Ltd | 2740 | 4 Dundas Street Ormiston QLD 4160 | CMP | 92216 | Rear right hand corner of building
2017-10-05 | ZP | Watts | 25 | 007M1 | 5801 | BFP001576 | 137-151 Bloomfield Street Cleveland QLD 4163 | Honeyeater Pty Ltd | 2740 | 4 Dundas Street Ormiston QLD 4160 | CMP | 92216 | In switch room on wall
2017-09-02 | IP | Tyco | 25 | DC03 | 10368 | BFP001577 | Cleveland Harbourside Centre (W'worths) 67-107 Middle Street Cleveland QLD 4163 | The Trust Company Limited | 1500 | C/- Folkestone Property Management Pty Ltd PO BOX 327 COLLINS STREET WEST MELBOURNE VIC 8007 | CMP | 246418 | In fire hose reel Commonwealth Bank
2017-01-24 | IP | Febco | 25 | 825YE | 7839 | BFP001578 | 31-75 Taylor Road Sheldon QLD 4157 | Sheldon College | 400710 | PO Box 1188 Capalaba DC QLD 4157 | EDU | 72650 | In garden outside SJ4 - irrigation
2017-01-24 | IP | Conbraco | 25 | 40105A1I | 42748 | BFP001579 | 31-75 Taylor Road Sheldon QLD 4157 | Sheldon College | 400710 | PO Box 1188 Capalaba DC QLD 4157 | EDU | 72650 | On fire hose reel - PA building oval side
2017-01-24 | ZP | TYCO | 25 | RP03 | 59528 | BFP001580 | 31-75 Taylor Road Sheldon QLD 4157 | Sheldon College | 400710 | PO Box 1188 Capalaba DC QLD 4157 | EDU | 72650 | In garden between JD & JE
2017-01-24 | IP | TYCO | 25 | RPZ98 | 35205 | BFP001581 | 31-75 Taylor Road Sheldon QLD 4157 | Sheldon College | 400710 | PO Box 1188 Capalaba DC QLD 4157 | EDU | 72650 | In garden southern end SB
2017-01-24 | IP | TYCO | 25 | RP03 | 6911 | BFP001582 | 31-75 Taylor Road Sheldon QLD 4157 | Sheldon College | 400710 | PO Box 1188 Capalaba DC QLD 4157 | EDU | 72650 | Near treatment plant on fence
2017-01-24 | IP | TYCO | 25 | DC03 | 9716 | BFP001583 | 31-75 Taylor Road Sheldon QLD 4157 | Sheldon College | 400710 | PO Box 1188 Capalaba DC QLD 4157 | EDU | 72650 | On fire hose reel outside MD4
2017-01-24 | IP | Tyco DCV | 25 | DC03 | 75578 | BFP001584 | 31-75 Taylor Road Sheldon QLD 4157 | Sheldon College | 400710 | PO Box 1188 Capalaba DC QLD 4157 | EDU | 72650 | On fire hose reel outside PA8
2017-01-24 | IP | TYCO | 25 | RP03 | 4901 | BFP001585 | 31-75 Taylor Road Sheldon QLD 4157 | Sheldon College | 400710 | PO Box 1188 Capalaba DC QLD 4157 | EDU | 72650 | Front Gate (2) next to water meter - irrigation
2017-01-24 | IP | FEBCO | 25 | 825YE | 9893 | BFP001586 | 31-75 Taylor Road Sheldon QLD 4157 | Sheldon College | 400710 | PO Box 1188 Capalaba DC QLD 4157 | EDU | 72650 | Northern end of Preschool next to sand pit
2017-01-24 | IP | TYCO | 25 | RP03 | 12058 | BFP001587 | 31-75 Taylor Road Sheldon QLD 4157 | Sheldon College | 400710 | PO Box 1188 Capalaba DC QLD 4157 | EDU | 72650 | Southern end of Library - irrigation
2017-10-18 | IP | WATTS | 15 | 009M1 | 5753 | BFP001588 | 118-122 Link Road Victoria Point QLD 4165 | Samford Chalmer Pty Ltd | 353590 | PO Box 8135 SUNNYBANK QLD 4109 | CMP | 422491 | Rear r/h wall of building next to Git.
2017-10-18 | IP | WATTS | 15 | 009M1 | 5753 | BFP001588 | 118-122 Link Road Victoria Point QLD 4165 | Samford Chalmer Pty Ltd | 353590 | 298 Kooyong Road CAULFIELD VIC 3162 | TST | 281470 | Rear r/h wall of building next to Git.
2017-10-18 | IP | watts | 25 | 007M1 | 5986 | BFP001589 | 118-122 Link Road Victoria Point QLD 4165 | Samford Chalmer Pty Ltd | 353590 | 298 Kooyong Road CAULFIELD VIC 3162 | TST | 281470 | On wall facing carpark on Fire hose reel
2017-10-18 | ZP | WATTS | 20 | 009M1 | 4341 | BFP001590 | 118-122 Link Road Victoria Point QLD 4165 | Samford Chalmer Pty Ltd | 353590 | 298 Kooyong Road CAULFIELD VIC 3162 | TST | 281470 | On wall facing Carpark next to Airconditioning unit
2017-10-18 | IP | WATTS | 25 | 007M1 | 5970 | BFP001591 | 118-122 Link Road Victoria Point QLD 4165 | Samford Chalmer Pty Ltd | 353590 | PO Box 8135 SUNNYBANK QLD 4109 | CMP | 422491 | Front of building in fire cupboard
2017-01-31 | IP | FEBCO | 25 | 805YE | A15558 | BFP001592 | Metropolitan South Institute of TAFE 29 Windemere Road Alexandra Hills QLD 4161 | The State Of Queensland (Represented By Department of Education & Training) | 202842 | C/- Jo Jones Locked Bag 14 SOUTH BRISBANE QLD 4101 | 6 | 86946 | Fire hose reel bottom floor next to exit out to mathematics landing
2017-07-11 | IP | Combraco | 25 | 40105A11 | SM027 | BFP001593 | Redland Bay Hotel 167 Esplanade Redland Bay QLD 4165 | The Trust Company (Australia) Limited | 5708 | C/- Australian Leisure & Hospitality Group Limited Locked Bag 4040 SOUTH MELBOURNE VIC 3205 | CMP | 7028 | On fire hose reel in cupboard between dining and pokie rooms
2017-03-07 | ZP | TYCO | 20 | DC03 | 12008 | BFP001594 | Tombo 6-8 6-8 Tombo Street Capalaba QLD 4157 | Body Corporate For Tombo 6-8 Cts 35793 | 282270 | C/- PO Box 184 KEDRON QLD 4031 | BC | 300430 | Front fence adjacent to water meter - Building B
2017-03-07 | ZP | Tyco | 25 | DC03 | 11994 | BFP001595 | Tombo 6-8 6-8 Tombo Street Capalaba QLD 4157 | Body Corporate For Tombo 6-8 Cts 35793 | 282270 | C/- PO Box 184 KEDRON QLD 4031 | BC | 300430 | Fire Hose Reel - Building B
2017-03-07 | ZP | Tyco | 20 | DC03 | 12006 | BFP001596 | Tombo 6-8 6-8 Tombo Street Capalaba QLD 4157 | Body Corporate For Tombo 6-8 Cts 35793 | 282270 | C/- PO Box 184 KEDRON QLD 4031 | BC | 300430 | Front fence adjacent to water meter - Building A
2017-03-07 | ZP | Tyco | 25 | DC03 | 12034 | BFP001597 | Tombo 6-8 6-8 Tombo Street Capalaba QLD 4157 | Body Corporate For Tombo 6-8 Cts 35793 | 282270 | C/- PO Box 184 KEDRON QLD 4031 | BC | 300430 | Fire Hose Reel - Building A
2017-02-20 | IP | Tyco | 25 | RP03 | 12176 | BFP001600 | 59 Neumann Road 59 Neumann Road Capalaba QLD 4157 | Body Corporate For 59 Neumann Road Capalaba CTS 41401 | 323120 | 59 Neumann Road 59 Neumann Road Capalaba QLD 4157 | BC | 357348 | Left front garden behind water meter
2017-02-20 | IP | Tyco | 32 | DC03 | 10907 | BFP001601 | 59 Neumann Road 59 Neumann Road Capalaba QLD 4157 | Body Corporate For 59 Neumann Road Capalaba CTS 41401 | 323120 | 59 Neumann Road 59 Neumann Road Capalaba QLD 4157 | BC | 357348 | Left hand garden behind water meter
2017-01-20 | ZP | Tyco | 50 | RP03 | 16305 | BFP001602 | 614 Main Road Wellington Point QLD 4160 | Edgarange Pty Ltd | 26715 | 1200 Ipswich Road MOOROOKA QLD 4105 | TST | 255663 | Front left hand boundary in garden
2017-01-20 | IP | Tyco | 20 | RP03 | 10570 | BFP001603 | 614 Main Road Wellington Point QLD 4160 | Edgarange Pty Ltd | 26715 | PO Box 181 CAPALABA QLD 4157 | CMP | 31522 | Right hand external wall of garden centre next to GIT
2017-01-20 | IP | Tyco | 25 | DC03 | 10448 | BFP001604 | 614 Main Road Wellington Point QLD 4160 | Edgarange Pty Ltd | 26715 | 1200 Ipswich Road MOOROOKA QLD 4105 | TST | 255663 | In sales area on left hand fire hose reel
2017-01-20 | IP | Tyco | 25 | DC03 | 10469 | BFP001605 | 614 Main Road Wellington Point QLD 4160 | Edgarange Pty Ltd | 26715 | PO Box 181 CAPALABA QLD 4157 | CMP | 31522 | In sales area on right hand fire hose reel
2017-01-20 | IP | Tyco | 25 | DC03 | 10149 | BFP001606 | 614 Main Road Wellington Point QLD 4160 | Edgarange Pty Ltd | 26715 | 1200 Ipswich Road MOOROOKA QLD 4105 | TST | 255663 | In garden centre on left hand fire hose reel
2017-01-20 | IP | Tyco | 25 | DC03 | 10458 | BFP001607 | 614 Main Road Wellington Point QLD 4160 | Edgarange Pty Ltd | 26715 | PO Box 181 CAPALABA QLD 4157 | CMP | 31522 | In garden centre on right hand fire hose reel
2017-08-07 | ZP | Tyco | 25 | DC03 | 12841 | BFP001608 | Victoria Point Lakeside Shopping Centre / Library 7-13 Bunker Road Victoria Point QLD 4165 | Victoria Point Lakeside Pty Ltd | 280550 | C/- First National Property Group PO Box 7338 REDLAND BAY QLD 4165 | BUS | 261010 | Under Fire Hose
2017-08-07 | ZP | Tyco | 25 | DC03 | 12839 | BFP001609 | Victoria Point Lakeside Shopping Centre / Library 7-13 Bunker Road Victoria Point QLD 4165 | Victoria Point Lakeside Pty Ltd | 280550 | C/- First National Property Group PO Box 7338 REDLAND BAY QLD 4165 | BUS | 261010 | Under fire hose reel behind fasta pasta
2017-08-07 | ZP | Tyco | 25 | DC03 | 12837 | BFP001610 | Victoria Point Lakeside Shopping Centre / Library 7-13 Bunker Road Victoria Point QLD 4165 | Victoria Point Lakeside Pty Ltd | 280550 | C/- First National Property Group PO Box 7338 REDLAND BAY QLD 4165 | BUS | 261010 | Under fire hose reel west end
2017-08-07 | IP | Tyco | 16 | RP03 | 76580 | BFP001611 | Victoria Point Lakeside Shopping Centre / Library 7-13 Bunker Road Victoria Point QLD 4165 | Victoria Point Lakeside Pty Ltd | 280550 | C/- First National Property Group PO Box 7338 REDLAND BAY QLD 4165 | BUS | 261010 | Beside grease trap
2017-10-10 | ZP | Febco | 20 | 825y | 5223 | BFP001612 | Vercap Place 1/10 Veronica Street Capalaba QLD 4157 | Ms Cecily M Dean Mr Richard Thomason | 39388 | 34 Coburg Street East Cleveland QLD 4163 | 0 | 1847 | Unit 1 - Near Glass Doors
2017-04-26 | IP | Tyco | 25 | RP03 | 13207 | BFP001613 | Pump Station 1 171A Shore Street North Cleveland QLD 4163 | Redland City Council Redland Water Attn: Mgr Treatment Operations (Sewerage) | 55566 | PO Box 21 Cleveland QLD 4163 | 5 | 1498 | Pump Station No: 1
2017-12-20 | IP | Tyco | 25 | RP03 | 13216 | BFP001614 | Pump Station 125 - 351-353 Mount Cotton Road Capalaba QLD 4157 | Redland City Council Redland Water Attn: Mgr Treatment Operations (Sewerage) | 56713 | PO Box 8042 GOLD COAST MC QLD 9729 | BUS | 362236 | Pump Station No: 125
2017-04-26 | IP | Tyco | 25 | RP03 | 13332 | BFP001615 | Pump Station 14 222A Shore Street North Cleveland QLD 4163 | Redland City Council Redland Water Attn: Mgr Treatment Operations (Sewerage) | 55547 | PO Box 21 Cleveland QLD 4163 | 5 | 1498 | Pump Station No: 14
2017-11-02 | IP | Tyco | 25 | RP03 | 23233 | BFP001616 | Pump Station 107 90-110 Sentinel Court Cleveland QLD 4163 | Redland City Council Redland Water Attn: Mgr Treatment Operations (Sewerage) | 57194 | PO Box 21 Cleveland QLD 4163 | 5 | 1498 | Pump Station No: 107
2017-04-26 | IP | Tyco | 25 | RP03 | 13210 | BFP001617 | Pump Station 3 35A Erobin Street Cleveland QLD 4163 | Redland City Council Redland Water Attn: Mgr Treatment Operations (Sewerage) | 55565 | PO Box 21 Cleveland QLD 4163 | 5 | 1498 | Pump Station No: 3
2017-11-02 | IP | Tyco | 25 | RP03 | 13336 | BFP001618 | Pump Station 121 Caravel Court Cleveland QLD 4163 | Redland City Council Redland Water Attn: Mgr Treatment Operations (Sewerage) | 57156 | PO Box 21 Cleveland QLD 4163 | 5 | 1498 | Pump Station No: 114
2017-11-02 | IP | Tyco | 25 | RP03 | 22208 | BFP001619 | Pump Station 73 Bowsprit Parade Cleveland QLD 4163 | Redland City Council Redland Water Attn: Mgr Treatment Operations (Sewerage) | 57197 | PO Box 21 Cleveland QLD 4163 | 5 | 1498 | Pump Station No: 73
2017-02-05 | IP | Tyco | 25 | RP03 | 22868 | BFP001620 | Cayman Crescent Park & Pump Station 130 6 Cayman Crescent Ormiston QLD 4160 | Redland City Council As Trustee Redland Water Attn: Mgr Treatment Operations (Sewerage) | 55531 | PO Box 21 Cleveland QLD 4163 | 2 | 82760 | Pump Station No: 130
2015-07-29 | ZP | Tyco | 25 | DC03 | 13746 | BFP001621 | 7 Natasha Street 7 Natasha Street Capalaba QLD 4157 | Body Corporate For 7 Natasha Street Capalaba CTS 47413 | 370560 | C/- Capitol Body Corporate Admin PO Box 326 ALDERLEY QLD 4051 | BC | 425762 | Under fire hose reel rear shed
2015-07-29 | ZP | Tyco | 25 | DC03 | 13749 | BFP001622 | 7 Natasha Street 7 Natasha Street Capalaba QLD 4157 | Body Corporate For 7 Natasha Street Capalaba CTS 47413 | 370560 | C/- Capitol Body Corporate Admin PO Box 326 ALDERLEY QLD 4051 | BC | 425762 | Under fire hose reel in cupboard front unit
2015-07-29 | IP | Watts | 25 | 007M1-AUS | 6282 | BFP001623 | 7 Natasha Street 7 Natasha Street Capalaba QLD 4157 | Body Corporate For 7 Natasha Street Capalaba CTS 47413 | 370560 | C/- Capitol Body Corporate Admin PO Box 326 ALDERLEY QLD 4051 | BC | 425762 | Behind water meter
2017-01-31 | CP | Febco | 15 | 825YE | F003192 | BFP001624 | Metropolitan South Institute of TAFE 29 Windemere Road Alexandra Hills QLD 4161 | The State Of Queensland (Represented By Department of Education & Training) | 202842 | C/- Jo Jones Locked Bag 14 SOUTH BRISBANE QLD 4101 | 6 | 86946 | J Block - Bar Storeroom
2016-08-24 | ZP | COMBRACO | 25 | 40105A21 | UX874 | BFP001625 | Tranquil Waters Retirement Village 31 Thompson Street Victoria Point QLD 4165 | Tranquil Waters Retirement Village Pty Ltd As Trustee | 201198 | 1/152 Station Road INDOOROOPILLY QLD 4068 | TST | 9194 | On fire hose reel, Hose tap and line to make up water line in entrance to Leisure Centre
2016-08-24 | IP | CONBRACO | 25 | 40105A21 | VE621 | BFP001626 | Tranquil Waters Retirement Village 31 Thompson Street Victoria Point QLD 4165 | Tranquil Waters Retirement Village Pty Ltd As Trustee | 201198 | 1/152 Station Road INDOOROOPILLY QLD 4068 | TST | 9194 | On fire hose reel 1st floor Leisure Centre
2016-08-24 | IP | TYCO | 50 | RPZ98 | R26387 | BFP001627 | Tranquil Waters Retirement Village 31 Thompson Street Victoria Point QLD 4165 | Tranquil Waters Retirement Village Pty Ltd As Trustee | 201198 | 1/152 Station Road INDOOROOPILLY QLD 4068 | TST | 9194 | On irrigation line beside garage to Leisure Centre
2017-02-05 | IP | Tyco | 25 | RP03 | 13330 | BFP001629 | Pump Station 45 46-48 Troy Street Ormiston QLD 4160 | Redland City Council Redland Water Attn: Mgr Treatment Operations (Sewerage) | 56703 | PO Box 21 Cleveland QLD 4163 | 5 | 1498 | Pump Station 45
2017-04-26 | IP | Tyco | 25 | RP03 | 13331 | BFP001630 | Pump Station 19 Fitzroy Street Cleveland QLD 4163 | Redland City Council Redland Water Attn: Mgr Treatment Operations (Sewerage) | 57075 | PO Box 21 Cleveland QLD 4163 | 5 | 1498 | Pump Station 19
2017-05-02 | IP | Tyco | 25 | RP03 | 13344 | BFP001631 | Pump Station 123 Palana Drive Alexandra Hills QLD 4161 | Redland City Council Redland Water Attn: Mgr Treatment Operations (Sewerage) | 57160 | PO Box 21 Cleveland QLD 4163 | 5 | 1498 | Pump Station 123
2017-11-02 | IP | Tyco | 25 | RP03 | 13204 | BFP001632 | 23-31 Raby Bay Boulevard Cleveland QLD 4163 | Redland City Council As Trustee City Spaces | 366700 | PO Box 21 Cleveland QLD 4163 | 2 | 80336 | Pump Station 121
2017-03-10 | ZP | Febco | 40 | 825YE | 141 | BFP001633 | Sirromet Winery 850-938 Mount Cotton Road Mount Cotton QLD 4165 | T E Morris & Associates Merle Norman Cosmetics Pty Ltd | 32777 | PO Box 5649 GOLD COAST MC QLD 9726 | 0 | 39215 | In garden - front of cellar door
2017-04-26 | IP | Tyco | 25 | RP03 | 13295 | BFP001634 | Holden Street Wetlands 28 Beach Street Cleveland QLD 4163 | Redland City Council As Trustee City Spaces | 202742 | PO Box 21 Cleveland QLD 4163 | 2 | 80336 | Pump Station 12
2017-12-14 | IP | Tyco | 25 | RP03 | 12761 | BFP001635 | Pump Station 124 1A-28 Buggy Place Redland Bay QLD 4165 | Redland City Council Redland Water Attn: Mgr Treatment Operations (Sewerage) | 63870 | PO Box 21 Cleveland QLD 4163 | 5 | 1498 | Pump Station 124
2017-05-02 | IP | Tyco | 25 | RP03 | 13343 | BFP001636 | Sewerage Treatment Plant 2 Weippin Street Cleveland QLD 4163 | Redland City Council As Lessee Redland Water Attn: Mgr Treatment Operations | 323400 | PO Box 21 Cleveland QLD 4163 | 5 | 1498 | Pump Station 8
2017-05-02 | IP | Tyco | 25 | RP03 | 13311 | BFP001637 | Scribbly Gums Conservation Area 23-141 Flinders Street Alexandra Hills QLD 4161 | Redland City Council As Trustee City Spaces | 323390 | PO Box 21 Cleveland QLD 4163 | 2 | 80336 | Pump Station 9
2017-12-14 | IP | Tyco | 25 | RP03 | 13342 | BFP001638 | Pump Station 124 33A-28 Anita Street Redland Bay QLD 4165 | Redland City Council Redland Water Attn: Mgr Treatment Operations (Sewerage) | 63866 | PO Box 21 Cleveland QLD 4163 | 5 | 1498 | Pump Station 95
| CP | Conbraco | 32 | 40126AI | 39796 | BFP001639 | Donald Simpson Community Centre 172 Bloomfield Street Cleveland QLD 4163 | Redland City Council Sport & Community Facilities Unit | 2603 | PO Box 21 Cleveland QLD 4163 | 5 | 70035 | North west boundary near water meter
2017-07-10 | IP | Tyco | 25 | DC03 | 12853 | BFP001641 | 1 Tombo Street Capalaba QLD 4157 | Stewks Super Pty Ltd As Trustee | 267250 | PO Box 181 CAPALABA QLD 4157 | CMP | 31522 | On water supply to fire hose reel inside right hand side of roller door
2017-12-12 | IP | TYCO | 25 | dc03 | 10716 | BFP001642 | 3 Natasha Street Capalaba QLD 4157 | Bruce Capper & Kay E Capper As Trustee | 267060 | PO Box 597 ORMEAU QLD 4208 | TST | 393577 | Under fire hose reel beside exit door
2017-12-12 | ZP | Tyco | 25 | RP03 | 12783 | BFP001643 | 3 Natasha Street Capalaba QLD 4157 | Bruce Capper & Kay E Capper As Trustee | 267060 | PO Box 181 CAPALABA QLD 4157 | CMP | 31522 | Front garden beside water meter
2017-05-09 | ZP | Tyco | RPZ98 | 19 | R24917 | BFP001644 | Vienna Woods State School 12-30 Heffernan Road Alexandra Hills QLD 4161 | The State Of Queensland (Represented By Department of Education & Training) | 9444 | PO Box 15033 CITY EAST QLD 4002 | 6 | 283868 | Covered games dental site
2016-10-15 | ZP | Watts | 20 | 007M3 | 3216 | BFP001645 | 13 Merritt Street 13 Merritt Street Capalaba QLD 4157 | Body Corporate for 13 Merritt Street CTS 35939 | 285640 | PO Box 915 CLEVELAND QLD 4163 | BC | 305035 | Front left hand side from Hook Street- Irrigation
2016-08-23 | IP | Watt | 20 | 009m3-AUSrp | 3252 | BFP001646 | 10 Tombo Street 10 Tombo Street Capalaba QLD 4157 | Body Corporate For 10 Tombo Street CTS 36050 | 285140 | 334 Mount Petrie Road MACKENZIE QLD 4156 | BC | 304010 | Left hand side of main gate
2016-07-07 | IP | Febco | 25 | 805y | 3466 | BFP001647 | South Street Depot 199-205 South Street Cleveland QLD 4163 | Redland City Council Facilities Services | 302420 | PO Box 21 Cleveland QLD 4163 | 5 | 80335 | Middle of workshop
2016-12-02 | ZP | Watts | 20 | 009m3 | 3581 | BFP001649 | 194-200 Old Cleveland Road Capalaba QLD 4157 | Solanderi Pty Ltd | 263650 | C/- Ray White Commercial Pty Ltd Bayside PO Box 1197 CAPALABA QLD 4157 | CMP | 359000 | Next to grease trap for hose tap
2017-11-17 | ZP | Febco | 32 | 805y | 23 | BFP001650 | 29 Neumann Road Capalaba QLD 4157 | Elykat Pty Ltd As Trustee | 204081 | PO Box 710 TUGUN QLD 4224 | TST | 411377 | Front left hand side boundary next to meter
2017-11-17 | ZP | Febco | 50 | 805y | 2819 | BFP001651 | 29 Neumann Road Capalaba QLD 4157 | Elykat Pty Ltd As Trustee | 204081 | 23 Champagne Boulevard HELENSVALE QLD 4212 | TST | 104714 | Front left hand boundary next to meter
2017-11-17 | ZP | Febco | 20 | 825y | 5269 | BFP001652 | 29 Neumann Road Capalaba QLD 4157 | Elykat Pty Ltd As Trustee | 204081 | PO Box 710 TUGUN QLD 4224 | TST | 411377 | Front left hand boundary next to meter
2006-08-25 | ZP | Febco | 40 | 825y | A014746 | BFP001653 | Donald Simpson Park 57 Wynyard Street Cleveland QLD 4163 | Redland City Council City Spaces | 2549 | PO Box 21 Cleveland QLD 4163 | 5 | 70036 | Corner Bloomfield and Queen Street, Cleveland
2014-05-30 | ZP | Tyco | 25 | DC03 | 1478 | BFP001654 | Amity Point Camping Ground 16-22 Claytons Road Amity QLD 4183 | Quandamooka Yoolooburrabee Aboriginal Corporation As Trustee | 312270 | C/- Cameron Costello 27 Rainbow Crescent DUNWICH QLD 4163 | TST | 377089 | Fire reel east side of road left reel road road side
2014-05-30 | ZP | Tyco | 25 | dc03 | 14767 | BFP001655 | Amity Point Camping Ground 16-22 Claytons Road Amity QLD 4183 | Quandamooka Yoolooburrabee Aboriginal Corporation As Trustee | 312270 | C/- Cameron Costello 27 Rainbow Crescent DUNWICH QLD 4163 | TST | 377089 | Fire reel east side of road
2014-05-30 | ZP | Tyco | 25 | DC03 | 14779 | BFP001656 | Amity Point Camping Ground 16-22 Claytons Road Amity QLD 4183 | Quandamooka Yoolooburrabee Aboriginal Corporation As Trustee | 312270 | C/- Cameron Costello 27 Rainbow Crescent DUNWICH QLD 4163 | TST | 377089 | Fire reel 2nd last reel
2014-05-30 | ZP | Tyco | 25 | DC03 | 14641 | BFP001657 | Amity Point Camping Ground 16-22 Claytons Road Amity QLD 4183 | Quandamooka Yoolooburrabee Aboriginal Corporation As Trustee | 312270 | C/- Cameron Costello 27 Rainbow Crescent DUNWICH QLD 4163 | TST | 377089 | Fire reel eastern side of road 2nd last reel
2014-05-30 | ZP | Tyco | 25 | DC03 | 14773 | BFP001658 | Amity Point Camping Ground 16-22 Claytons Road Amity QLD 4183 | Quandamooka Yoolooburrabee Aboriginal Corporation As Trustee | 312270 | C/- Cameron Costello 27 Rainbow Crescent DUNWICH QLD 4163 | TST | 377089 | Fire reel near toilet block
2014-05-30 | ZP | Tyco | 25 | DC03 | 14785 | BFP001659 | Amity Point Camping Ground 16-22 Claytons Road Amity QLD 4183 | Quandamooka Yoolooburrabee Aboriginal Corporation As Trustee | 312270 | C/- Cameron Costello 27 Rainbow Crescent DUNWICH QLD 4163 | TST | 377089 | Fire reel 1st reel eastern side
2014-05-30 | ZP | Tyco | 25 | DC03 | 14678 | BFP001660 | Amity Point Camping Ground 16-22 Claytons Road Amity QLD 4183 | Quandamooka Yoolooburrabee Aboriginal Corporation As Trustee | 312270 | C/- Cameron Costello 27 Rainbow Crescent DUNWICH QLD 4163 | TST | 377089 | Fire reel access from cabins
2014-05-30 | ZP | Tyco | 25 | DC03 | 14766 | BFP001661 | Amity Point Camping Ground 16-22 Claytons Road Amity QLD 4183 | Quandamooka Yoolooburrabee Aboriginal Corporation As Trustee | 312270 | C/- Cameron Costello 27 Rainbow Crescent DUNWICH QLD 4163 | TST | 377089 | Fire reel roadside access from park
2014-05-30 | ZP | Tyco | 25 | DC03 | 14670 | BFP001662 | Amity Point Camping Ground 16-22 Claytons Road Amity QLD 4183 | Quandamooka Yoolooburrabee Aboriginal Corporation As Trustee | 312270 | C/- Cameron Costello 27 Rainbow Crescent DUNWICH QLD 4163 | TST | 377089 | Fire reel across from blue cabins
2017-12-14 | ZP | Tyco | 25 | RP03 | 12781 | BFP001663 | Pump Station 92 7 Donald Road Redland Bay QLD 4165 | Redland City Council Redland Water Attn: Mgr Treatment Operations (Sewerage) | 47686 | PO Box 21 Cleveland QLD 4163 | 5 | 1498 | Pump Station 92
2017-04-24 | IP | Tyco | 25 | RP03 | 13305 | BFP001664 | Pump Station 81 173A-201 Redland Bay Road Thornlands QLD 4164 | Redland City Council Redland Water Attn: Mgr Treatment Operations (Sewerage) | 63855 | PO Box 21 Cleveland QLD 4163 | 5 | 1498 | Pump Station 81
2017-04-21 | ZP | Tyco | 25 | RP03 | 13316 | BFP001665 | William Stewart Park 117 Redland Bay Road Thornlands QLD 4164 | Redland City Council As Trustee City Spaces | 291860 | PO Box 21 Cleveland QLD 4163 | 2 | 80336 | Pump Station 100
2017-09-07 | ZP | Febco | 20 | 825y | F002347 | BFP001668 | Birkdale State School 73-85 Agnes Street Birkdale QLD 4159 | The State Of Queensland (Represented By Department of Education & Training) | 51786 | Birkdale State School 73-85 Agnes Street Birkdale QLD 4159 | EDU | 81504 | Dental Van Site
2017-10-18 | ZP | TYCO | 20 | rp03 | 15814 | BFP001669 | 34 Enterprise Street Cleveland QLD 4163 | Pryde Earthmoving & Excavations Pty Ltd As Trustee | 50458 | PO Box 3850 VICTORIA POINT WEST QLD 4165 | TST | 243186 | Front garden left hand boundary
2017-10-18 | IP | TYCO | 25 | DC03 | 14348 | BFP001671 | 56 Neumann Road Capalaba QLD 4157 | Kerry Stewart Homes Pty Ltd As Trustee | 251800 | Po Box 140 CAPALABA QLD 4157 | 0 | 8473 | On fire hose reel internal near roller door
2017-10-18 | IP | TYCO | 25 | DC03 | 14403 | BFP001672 | 56 Neumann Road Capalaba QLD 4157 | Kerry Stewart Homes Pty Ltd As Trustee | 251800 | PO Box 386 Cleveland QLD 4163 | TST | 261884 | On fire hose reel internal near wall
2017-01-24 | IP | TYCO | 25 | RP03 | 13530 | BFP001673 | Pump Station 61 50 Orana Street Victoria Point QLD 4165 | Redland City Council Redland Water Attn: Mgr Treatment Operations (Sewerage) | 35061 | PO Box 21 Cleveland QLD 4163 | 5 | 1498 | Pump Station 61
2017-11-23 | IP | TYCO | 25 | RP03 | 13503 | BFP001674 | Pump Station 60 3 Orana Street Victoria Point QLD 4165 | Redland City Council Redland Water Attn: Mgr Treatment Operations (Sewerage) | 56700 | PO Box 21 Cleveland QLD 4163 | 5 | 1498 | Pump Station 60
2017-04-20 | IP | TYCO | 25 | RP03 | 13338 | BFP001675 | Jack Bruce & Gwen Bruce Chandler Park 239-245 Wellington Street Ormiston QLD 4160 | Redland City Council City Spaces | 437 | PO Box 21 Cleveland QLD 4163 | 5 | 70036 | Pump Station 43
2006-10-27 | CP | TYCO | 25 | RP03 | 14479 | BFP001677 | 10-12 Steel Street Capalaba QLD 4157 | Mr David T Shepherd Mr Trevor C Shepherd Mr Gavin J Shepherd Mrs Joanne S Shepherd | 48615 | 10-12 Steel Street Capalaba QLD 4157 | 0 | 304678 | Front Fence
2017-12-20 | IP | TYCO | 25 | RP03 | 13479 | BFP001678 | 3 Simon Street Victoria Point QLD 4165 | Redland City Council Redland Water Attn: Mgr Treatment Operations (Sewerage) | 34351 | PO Box 8042 GOLD COAST MC QLD 9729 | BUS | 362236 | Pump Station 49
2017-04-20 | ZP | TYCO | 25 | RP03 | 13509 | BFP001679 | Pump Station 41 38 Fernbourne Road Wellington Point QLD 4160 | Redland City Council City Spaces | 46315 | PO Box 21 Cleveland QLD 4163 | 5 | 1498 | Pump Station 41
2015-12-01 | IP | TYCO | 20 | RP03 | 1769 | BFP001680 | 24-30 Enterprise Street Cleveland QLD 4163 | The Trust Company (Australia) Limited | 38008 | C/- Charter Hall GPO Box 2704 SYDNEY NSW 2001 | CMP | 416215 | Grease trap beside Battent Room
2015-12-01 | ZP | TYCO | 32 | RP03 | R3464 | BFP001681 | 24-30 Enterprise Street Cleveland QLD 4163 | The Trust Company (Australia) Limited | 38008 | C/- Accounts Payable Locked Bag 4000 LIVERPOOL BC NSW 1871 | CMP | 14872 | Bottom of cooling tower
2017-11-16 | IP | WATTS | 20 | 009M3-AUS | A09020 | BFP001682 | Birkdale Fair Shopping Centre 2-12 Mary Pleasant Drive Birkdale QLD 4159 | The Trust Company (Australia) Limited | 45001 | PO Box 1098 MORAYFIELD QLD 4506 | TST | 344180 | Mary Pleasant Drive side of Woolworths near grease trap
2017-09-22 | ZP | Tyco | 20 | RP03 | 17327 | BFP001683 | Nareeba Moopi Moopi Aged Care Facility 28 Dickson Way Dunwich QLD 4183 | North Stradbroke Island Aboriginal & Islanders Housing Co-operative Society Limited | 33606 | PO BOX 66 DUNWICH QLD 4183 | 9 | 5266 | Outside laundry on wall (Hot Water)
2013-12-02 | ZP | Conbraco | 15 | RPZ | T2694 | BFP001684 | 155 Old Cleveland Road Capalaba QLD 4157 | William & Lynette A Upton As Trustee | 11520 | 112 Degen Road Capalaba QLD 4157 | 0 | 53305 | Next to dog wash bath
2017-11-17 | ZP | FEBCO | 25 | 805 | F006349 | BFP001685 | 6 Hook Street Capalaba QLD 4157 | Goldalox Pty Ltd As Trustee | 251690 | PO Box 714 CAPALABA QLD 4157 | TST | 459875 | Beside Water Meter
2017-11-17 | ZP | FEBCO | 32 | 805 | A001544 | BFP001686 | 6 Hook Street Capalaba QLD 4157 | Goldalox Pty Ltd As Trustee | 251690 | PO Box 1299 BROWNS PLAINS DC QLD 4118 | CMP | 283740 | Beside water meter
2017-11-17 | IP | TYCO | 25 | DC03 | 17035 | BFP001687 | 12 Tombo Street Capalaba QLD 4157 | Gecko Place Investment Pty Ltd As Trustee | 266960 | PO Box 181 CAPALABA QLD 4157 | CMP | 31522 | Front of rear building below fire hose reel
2017-11-17 | IP | TYCO | 20 | RP03 | 16728 | BFP001688 | 12 Tombo Street Capalaba QLD 4157 | Gecko Place Investment Pty Ltd As Trustee | 266960 | PO Box 1242 CLEVELAND QLD 4163 | TST | 285404 | Front corner of building next to grease trap
2017-09-28 | ZP | TYCO | 20 | RP03 | 6816 | BFP001689 | Redlands Sporting Club Inc 327-345 Birkdale Road Wellington Point QLD 4160 | Redlands Sporting Club Inc | 300480 | 20-22 Anson Road Wellington Point QLD 4160 | Sport | 66434 | On exterior of external wall of Indoor Bocce Center adjacent to grease trap
2017-09-28 | CP | TYCO | 150 | DCD03 | 90958 | BFP001690 | Redlands Sporting Club Inc 327-345 Birkdale Road Wellington Point QLD 4160 | Redlands Sporting Club Inc | 300480 | 20-22 Anson Road Wellington Point QLD 4160 | Sport | 66434 | Opposite main entrance to building
2017-10-30 15:08 | CP | TYCO | 25 | DC03 | 12561 | BFP001691 | Redlands Sporting Club Inc 327-345 Birkdale Road Wellington Point QLD 4160 | Redlands Sporting Club Inc | 300480 | 20-22 Anson Road Wellington Point QLD 4160 | Sport | 66434 | Opposite main entrance to building attached to 150mm DCV
2017-09-28 | CP | TYCO | 100 | DCD03 | 90548 | BFP001692 | Redlands Sporting Club Inc 327-345 Birkdale Road Wellington Point QLD 4160 | Redlands Sporting Club Inc | 300480 | 20-22 Anson Road Wellington Point QLD 4160 | Sport | 66434 | Opposite main entrance to building
2017-09-28 | CP | TYCO | 25 | DC03 | 6710 | BFP001693 | Redlands Sporting Club Inc 327-345 Birkdale Road Wellington Point QLD 4160 | Redlands Sporting Club Inc | 300480 | 20-22 Anson Road Wellington Point QLD 4160 | Sport | 66434 | Opposite main entrance to building attached to 100mm DCV
2017-09-28 | CP | TYCO | 25 | DC03 | 10356 | BFP001694 | Redlands Sporting Club Inc 327-345 Birkdale Road Wellington Point QLD 4160 | Redlands Sporting Club Inc | 300480 | 20-22 Anson Road Wellington Point QLD 4160 | Sport | 66434 | At FHR in air conditioning plant room
2017-09-28 | CP | TYCO | 25 | DC03 | 10322 | BFP001695 | Redlands Sporting Club Inc 327-345 Birkdale Road Wellington Point QLD 4160 | Redlands Sporting Club Inc | 300480 | 20-22 Anson Road Wellington Point QLD 4160 | Sport | 66434 | At FHR on exterior of TAB area, facing Bocce Green
2017-09-28 | ZP | TYCO | 20 | RP03 | 13205 | BFP001696 | Redlands Sporting Club Inc 327-345 Birkdale Road Wellington Point QLD 4160 | Redlands Sporting Club Inc | 300480 | 20-22 Anson Road Wellington Point QLD 4160 | Sport | 66434 | On wall inside the Post Mix Room
2017-09-28 | CP | TYCO | 25 | DC03 | 10348 | BFP001697 | Redlands Sporting Club Inc 327-345 Birkdale Road Wellington Point QLD 4160 | Redlands Sporting Club Inc | 300480 | 20-22 Anson Road Wellington Point QLD 4160 | Sport | 66434 | At FHR inside cupboard within TAB area
2017-10-04 | ZP | TYCO | 20 | DC03 | 16787 | BFP001699 | Capalaba Hub 178-182 Redland Bay Road Capalaba QLD 4157 | Capalaba Hub The Body Corporate | 284980 | C/- R Matthews & Son Pty Ltd 678 Ipswich Road ANNERLEY QLD 4103 | BC | 305899 | On irrigation system in lockup Steel Street end of complex near water meter
2017-10-04 | ZP | TYCO | 20 | DC03 | 14347 | BFP001700 | Capalaba Hub 178-182 Redland Bay Road Capalaba QLD 4157 | Capalaba Hub The Body Corporate | 284980 | C/- R Matthews & Son Pty Ltd 678 Ipswich Road ANNERLEY QLD 4103 | BC | 305899 | On irrigation system front garden bed
2017-10-04 | IP | TYCO | 25 | DC03 | 14346 | BFP001701 | Capalaba Hub Unit 1/178-182 Redland Bay Road Capalaba QLD 4157 | YYY Macdonnell Pty Ltd As Trustee Benmar Trading Co Pty Ltd As Trustee | 284840 | 55 Woolley Street TARINGA QLD 4068 | TST | 232956 | Unit 1 on FHR near access and roller doors
2017-10-24 | IP | TYCO | 25 | DC03 | 14358 | BFP001702 | Capalaba Hub Unit 2/178-182 Redland Bay Road Capalaba QLD 4157 | Petersen Marine Services Pty Ltd As Trustee | 284850 | PO Box 447 ARCHERFIELD QLD 4108 | TST | 232955 | Unit 2 on FHR near access and roller doors
2017-09-21 | IP | TYCO | 25 | DC03 | 14349 | BFP001704 | Capalaba Hub Unit 8/178-182 Redland Bay Road Capalaba QLD 4157 | Krimel Pty Ltd As Trustee | 284910 | 55 Woolley Street TARINGA QLD 4068 | TST | 284223 | Unit 8 on FHR near access and roller doors
2016-10-15 | IP | TYCO | 25 | DC03 | 14355 | BFP001705 | Capalaba Hub Unit 9/178-182 Redland Bay Road Capalaba QLD 4157 | Leslie J & Susan C Mole As Trustee | 284920 | PO Box 447 ARCHERFIELD QLD 4108 | TST | 232955 | Unit 9 on FHR near access and roller doors
2017-10-31 | IP | tyco | 32 | DC03 | 16173 | BFP001706 | Victoria Point Town Centre 349-369 Colburn Avenue Victoria Point QLD 4165 | Lanrex Pty Ltd IVL Group Pty Ltd | 263820 | PO BOX 3198 VICTORIA POINT QLD 4165 | CMP | 404117 | Fire reel First Floor Utility Room
2017-10-31 | IP | TYCO | 15 | DC03 | 13905 | BFP001707 | Victoria Point Town Centre 349-369 Colburn Avenue Victoria Point QLD 4165 | Lanrex Pty Ltd IVL Group Pty Ltd | 263820 | PO Box 3198 Victoria Point West QLD 4165 | CMP | 75703 | Medical Centre Dental plaster lab
2017-10-31 | ZP | TYCO | 20 | RPO3 | 15823 | BFP001708 | Victoria Point Town Centre 349-369 Colburn Avenue Victoria Point QLD 4165 | Lanrex Pty Ltd IVL Group Pty Ltd | 263820 | PO BOX 3198 VICTORIA POINT QLD 4165 | CMP | 404117 | Medical Centre plant room
2017-10-31 | ZP | TYCO | 32 | DC03 | 16188 | BFP001709 | Victoria Point Town Centre 349-369 Colburn Avenue Victoria Point QLD 4165 | Lanrex Pty Ltd IVL Group Pty Ltd | 263820 | PO Box 3198 Victoria Point West QLD 4165 | CMP | 75703 | Medical Centre Fire reel foyer waiting area
2017-10-31 | ZP | TYCO | 32 | DC03 | 16228 | BFP001710 | Victoria Point Town Centre 349-369 Colburn Avenue Victoria Point QLD 4165 | Lanrex Pty Ltd IVL Group Pty Ltd | 263820 | PO BOX 3198 VICTORIA POINT QLD 4165 | CMP | 404117 | Medical Centre Fire reel ground floor radiology
2016-10-31 | ZP | TYCO | 32 | DC03 | 16364 | BFP001711 | Victoria Point Town Centre 349-369 Colburn Avenue Victoria Point QLD 4165 | Lanrex Pty Ltd IVL Group Pty Ltd | 263820 | PO Box 3198 Victoria Point West QLD 4165 | CMP | 75703 | Medical Centre Fire reel 1st floor near fire stairs
2017-10-31 | ZP | TYCO | 32 | DC03 | 16223 | BFP001712 | Victoria Point Town Centre 349-369 Colburn Avenue Victoria Point QLD 4165 | Lanrex Pty Ltd IVL Group Pty Ltd | 263820 | PO BOX 3198 VICTORIA POINT QLD 4165 | CMP | 404117 | Fire reel ground floor left hand side main entrance in cupboard
2010-01-05 | IP | TYCO | 20 | DC03 | 16686 | BFP001713 | 477 Old Cleveland Road East Birkdale QLD 4159 | Pahwa Super Pty Ltd As Trustee | 304820 | 22 Marram Court Cleveland QLD 4163 | 0 | 282901 | Landscape area corner boundary (Hosetap)
2010-01-05 | ZP | TYCO | 20 | RP03 | 16734 | BFP001714 | 477 Old Cleveland Road East Birkdale QLD 4159 | Pahwa Super Pty Ltd As Trustee | 304820 | 22 Marram Court Cleveland QLD 4163 | TST | 239717 | Next to hot water system
2017-11-27 | ZP | TYCO | 32 | DC03 | 15621 | BFP001715 | Monza 7 India Street Capalaba QLD 4157 | The Body Corporate For Monza Cts 36719 | 290440 | PO Box 400 SOUTHPORT QLD 4215 | BC | 313089 | Front left corner on wall
2016-11-01 | ZP | TYCO | 25 | DC03 | 14916 | BFP001716 | 6 Merritt Street Capalaba QLD 4157 | Tamarin Pty Ltd As Trustee Otmoor Pty Ltd As Trustee | 11811 | PO Box 21 Cleveland QLD 4163 | 5 | 70036 | On wall south east corner of building
2017-11-21 | IP | TYCO | 25 | DC03 | 15787 | BFP001717 | 14 India Street Capalaba QLD 4157 | Mrs June A Jolly | 267260 | PO Box 589 CAPALABA QLD 4157 | 0 | 62971 | On FHR inside of the building
2017-11-21 | IP | FEBCO | 20 | 825Y | F005116 | BFP001718 | 14 India Street Capalaba QLD 4157 | Mrs June A Jolly | 267260 | PO Box 181 CAPALABA QLD 4157 | CMP | 31522 | On the hose tap near the water meter
2017-12-09 | ZP | Febco | 20 | 825y | F005401 | BFP001719 | 55 Natasha Street 14 Natasha Street Capalaba QLD 4157 | Body Corporate For 55 Natasha Street CTS | 288850 | PO Box 7054 EAST BRISBANE QLD 4169 | BC | 309221 | Front boundary next to meter
2017-12-09 | IP | Febco | 25 | 8051 | F002065 | BFP001720 | 55 Natasha Street 14 Natasha Street Capalaba QLD 4157 | Body Corporate For 55 Natasha Street CTS | 288850 | PO Box 7054 EAST BRISBANE QLD 4169 | BC | 309221 | Next to front right hand roller door on fire hose reel
2017-11-22 | IP | TYCO | 25 | RP03 | 13319 | BFP001721 | Pump Station 34 56 Thomas Street Birkdale QLD 4159 | Redland City Council City Spaces | 8373 | PO Box 21 Cleveland QLD 4163 | 5 | 1498 | Pump Station 34
2012-03-05 | CP | Febco | 32 | 805YE | 2378 | BFP001722 | Victoria Point Shopping Centre 2-34 Bunker Road Victoria Point QLD 4165 | Lipoma Pty Ltd As Trustee | 237850 | PO Box 3354 VICTORIA POINT WEST QLD 4165 | TST | 114027 | Outside front entrance near trolley bay (K-Mart)
2017-11-22 | IP | Tyco | 25 | RP03 | 12808 | BFP001723 | Waterloo Bay Foreshore 13 Acacia Street Wellington Point QLD 4160 | Redland City Council City Spaces | 8289 | PO Box 21 Cleveland QLD 4163 | 5 | 1498 | Pump Station 37
2017-11-22 | IP | Tyco | 25 | RP03 | 13341 | BFP001724 | Pump Station 38 Main Road Wellington Point QLD 4160 | Redland City Council Redland Water Attn: Mgr Treatment Operations (Sewerage) | 57077 | PO Box 21 Cleveland QLD 4163 | 5 | 1498 | Pump Station 38
2017-04-20 | IP | TYCO | 25 | RP03 | 13497 | BFP001725 | Pump Station 52 33A-394 Counihan Street Ormiston QLD 4160 | Redland City Council Redland Water Attn: Mgr Treatment Operations (Sewerage) | 63854 | PO Box 21 Cleveland QLD 4163 | 5 | 1498 | Pump Station 52
2016-12-30 | IP | Tyco | 25 | RP03 | 13531 | BFP001726 | Pump Station 56 8 Wilson Street Victoria Point QLD 4165 | Redland City Council Redland Water Attn: Mgr Treatment Operations (Sewerage) | 56234 | PO Box 21 Cleveland QLD 4163 | 5 | 1498 | Pump Station 56
2017-11-23 | IP | Tyco | 25 | RP03 | 13523 | BFP001727 | Pump Station 59 2A-345 Rosebud Esplanade Victoria Point QLD 4165 | Redland City Council Redland Water Attn: Mgr Treatment Operations (Sewerage) | 63845 | PO Box 21 Cleveland QLD 4163 | 5 | 1498 | Pump Station 59
2017-11-22 | IP | Tyco | 25 | RP03 | 13528 | BFP001728 | Pump Station 84 Bath Street Birkdale QLD 4159 | Redland City Council Redland Water Attn: Mgr Treatment Operations (Sewerage) | 56355 | PO Box 21 Cleveland QLD 4163 | 5 | 1498 | Pump Station 84
2017-11-22 | IP | Tyco | 25 | RP03 | 13517 | BFP001729 | Pump Station 85 36A Makaha Drive Birkdale QLD 4159 | Redland City Council Redland Water Attn: Mgr Treatment Operations (Sewerage) | 55567 | PO Box 21 Cleveland QLD 4163 | 5 | 1498 | Pump Station 85
2017-11-23 | IP | Tyco | 25 | RP03 | 13499 | BFP001730 | Pump Station 96 8A Tipplers Street Victoria Point QLD 4165 | Redland City Council Redland Water Attn: Mgr Treatment Operations (Sewerage) | 55542 | PO Box 21 Cleveland QLD 4163 | 5 | 1498 | Pump Station 96
2017-11-23 | IP | Tyco | 25 | RP03 | 13507 | BFP001731 | Pump Station 97 26A Tipplers Street Victoria Point QLD 4165 | Redland City Council Redland Water Attn: Mgr Treatment Operations (Sewerage) | 55543 | PO Box 21 Cleveland QLD 4163 | 5 | 1498 | Pump Station 97
2017-11-22 | IP | Tyco | 25 | RP03 | 13486 | BFP001732 | Pump Station 106 3A Esplanade Wellington Point QLD 4160 | Redland City Council As Trustee Redland Water Attn: Mgr Treatment Operations (Sewerage) | 57186 | PO Box 21 Cleveland QLD 4163 | 2 | 82760 | Pump Station 106
2017-04-20 | IP | Tyco | 25 | RP03 | 22792 | BFP001733 | Pump Station 99 78A-201 Dorsal Drive Birkdale QLD 4159 | Redland City Council Redland Water Attn: Mgr Treatment Operations (Sewerage) | 63856 | PO Box 21 Cleveland QLD 4163 | 5 | 1498 | Pump Station 99
2016-12-27 | IP | Tyco | 25 | Rp03 | 22794 | BFP001734 | Pump Station 98 22A-24 Dorsal Drive Birkdale QLD 4159 | Redland City Council Redland Water Attn: Mgr Treatment Operations (Sewerage) | 63842 | PO Box 21 Cleveland QLD 4163 | 5 | 1498 | Pump Station 98
2016-01-27 | IP | TYCO | 25 | DC03 | 17188 | BFP001735 | 47-49 Neumann Road Capalaba QLD 4157 | B&A Lacey Investments Pty Ltd as Trustee | 269390 | 1-9 Giles Road Redland Bay QLD 4165 | TST | 442953 | On fire hose reel front internal corner near fire exit door
2016-01-27 | IP | TYCO | 25 | DC03 | 17194 | BFP001736 | 47-49 Neumann Road Capalaba QLD 4157 | B&A Lacey Investments Pty Ltd as Trustee | 269390 | PO Box 181 CAPALABA QLD 4157 | CMP | 31522 | On fire hose reel rear corner internal near fire exit door
2016-01-27 | IP | TYCO | 25 | DC03 | 17573 | BFP001737 | 47-49 Neumann Road Capalaba QLD 4157 | B&A Lacey Investments Pty Ltd as Trustee | 269390 | 1-9 Giles Road Redland Bay QLD 4165 | TST | 442953 | On fire hose reel internal in office
2016-01-27 | IP | TYCO | 20 | RP03 | 18005 | BFP001738 | 47-49 Neumann Road Capalaba QLD 4157 | B&A Lacey Investments Pty Ltd as Trustee | 269390 | PO Box 181 CAPALABA QLD 4157 | CMP | 31522 | On water supply to hosetap rear wall of building
2016-01-27 | IP | TYCO | 20 | DC03 | 17215 | BFP001739 | 47-49 Neumann Road Capalaba QLD 4157 | B&A Lacey Investments Pty Ltd as Trustee | 269390 | 1-9 Giles Road Redland Bay QLD 4165 | TST | 442953 | On irrigation system front garden bed near water meter
2017-08-30 | CP | Febco | 40 | 825y | 2490 | BFP001740 | 13-21 Emmett Drive Cleveland QLD 4163 | Redland City Council As Trustee City Spaces | 1524 | PO Box 21 Cleveland QLD 4163 | 2 | 80336 | In garden bed near toilet block
2017-12-20 | IP | Tyco | 25 | RP03 | 17627 | BFP001741 | John Frederick Park 2-14 Old Cleveland Road Capalaba QLD 4157 | Redland City Council As Trustee City Spaces | 11539 | PO Box 21 Cleveland QLD 4163 | 2 | 80336 | Pump Station 26
2017-12-19 | IP | Tyco | 25 | RP03 | 17745 | BFP001742 | Victoria Point Bushland Refuge 143-151 Link Road Victoria Point QLD 4165 | Redland City Council City Spaces | 319600 | PO Box 21 Cleveland QLD 4163 | 5 | 70036 | Pump Station 135
2017-11-03 | IP | Tyco | 25 | RP03 | 17616 | BFP001743 | Pump Station 30 78-96 Queens Esplanade Thorneside QLD 4158 | Redland City Council Redland Water Attn: Mgr Treatment Operations (Sewerage) | 63575 | PO Box 21 Cleveland QLD 4163 | 5 | 1498 | Pump Station 30
2017-04-26 | IP | Tyco | 25 | RP03 | 13532 | BFP001744 | Pump Station 2 - Middle Street Cleveland QLD 4163 | Redland City Council Redland Water Attn: Mgr Treatment Operations (Sewerage) | 57079 | PO Box 21 Cleveland QLD 4163 | 5 | 1498 | Pump Station 2
2017-11-03 | IP | Tyco | 25 | RP03 | 17515 | BFP001745 | Pump Station 31 Queens Esplanade Thorneside QLD 4158 | Redland City Council Redland Water Attn: Mgr Treatment Operations (Sewerage) | 56390 | PO Box 21 Cleveland QLD 4163 | 5 | 1498 | Pump Station 31
2017-11-03 | IP | Tyco | 25 | RP03 | 17741 | BFP001746 | Pump Station 32 - Queens Esplanade Thorneside QLD 4158 | Redland City Council Redland Water Attn: Mgr Treatment Operations (Sewerage) | 55564 | PO Box 21 Cleveland QLD 4163 | 5 | 1498 | Pump Station 32
2017-10-17 | CP | Watts | 40 | 007M2 | 3909 | BFP001747 | 120-124 Birkdale Road Birkdale QLD 4159 | Birkdale Place Pty Ltd As Trustee | 27205 | 175 Main Road Wellington Point QLD 4160 | 0 | 9599 | On western wall next to lift
2017-10-17 | IP | Watts | 20 | 009M2 | 4243 | BFP001748 | 120-124 Birkdale Road Birkdale QLD 4159 | Birkdale Place Pty Ltd As Trustee | 27205 | 175 Main Road Wellington Point QLD 4160 | TST | 246456 | On wall next to grease trap - near elevator
2017-12-01 | CP | Febco | 100 | 850 | 607200146 | BFP001749 | 43-45 Enterprise Street Cleveland QLD 4163 | Malaway Pty Ltd | 50442 | Po Box 1796 CLEVELAND DC QLD 4163 | CMP | 59877 | On fire mains front garden bed near water meter
2017-12-01 | ZP | Febco | 20 | 825Y | F005489 | BFP001750 | 43-45 Enterprise Street Cleveland QLD 4163 | Malaway Pty Ltd | 50442 | Po Box 1796 CLEVELAND DC QLD 4163 | CMP | 59877 | On irrigation system front garden bed
2017-01-13 | CP | Combraco | 20 | 40104A1I | VK075 | BFP001751 | 155 Mount Cotton Road Capalaba QLD 4157 | Yahka Childcare Pty Ltd As Trustee | 279070 | 16 Balmoral Street WELLINGTON POINT QLD 4160 | CMP | 11131 | Next to children's basin in second building toilet
2017-01-13 | CP | Tyco | 25 | DC03 | 17564 | BFP001752 | 155 Mount Cotton Road Capalaba QLD 4157 | Yahka Childcare Pty Ltd As Trustee | 279070 | 16 Willowleaf Close STRETTON QLD 4116 | TST | 375231 | Front garden left next to meter
2017-01-13 | CP | Combraco | 20 | 40104A1I | VK078 | BFP001753 | 155 Mount Cotton Road Capalaba QLD 4157 | Yahka Childcare Pty Ltd As Trustee | 279070 | 16 Balmoral Street WELLINGTON POINT QLD 4160 | CMP | 11131 | Under kitchen sink in first building
2017-08-24 | ZP | Watts | 25 | 909 | 3426 | BFP001754 | Noeleen Street Capalaba QLD 4157 | Redland City Council City Spaces | 58863 | PO Box 21 Cleveland QLD 4163 | 5 | 70036 | In garden Bed near fountain
2008-02-15 | ZP | Tyco | 50 | RP03 | 7134 | BFP001755 | E G W Wood Sportsfield 347-371 Birkdale Road Wellington Point QLD 4160 | Redland City Council City Spaces | 27955 | PO Box 21 Cleveland QLD 4163 | 5 | 70036 | Under built in Bench on Concrete Path west side of Bowls Green
2017-10-05 | ZP | Tyco | 25 | RP03 | 6678 | BFP001756 | 60 Hamilton Street Redland Bay QLD 4165 | Queensland Police Service (Metropolitan South Region) | 52391 | Metropolitan South Regional Office PO Box 6464 UPPER MOUNT GRAVATT QLD 4122 | 6 | 69535 | Right hand side gate of driveway-car wash bay
2016-10-06 | CP | Tyco | 20 | DC03 | 10443 | BFP001758 | Serafina Court 25 Pittwin Road North Capalaba QLD 4157 | Body Corporate for Serafina Court CTS 36935 | 289030 | C/- Whittles Strata & Community Title Services PO Box 539 CLEVELAND QLD 4163 | BC | 315173 | Front at meter
2016-10-06 | CP | Tyco | 40 | DC03 | 15454 | BFP001759 | Serafina Court 25 Pittwin Road North Capalaba QLD 4157 | Body Corporate for Serafina Court CTS 36935 | 289030 | C/- Whittles Strata & Community Title Services PO Box 539 CLEVELAND QLD 4163 | BC | 315173 | Carpark on ceiling near stairwell
2017-01-24 | IP | Conbraco | 50 | 40108A2I | 0A910 | BFP001760 | 31-75 Taylor Road Sheldon QLD 4157 | Sheldon College | 400710 | PO Box 1188 Capalaba DC QLD 4157 | EDU | 72650 | Day Care Building front Right Hand Side of building of fire service
2017-01-24 | ZP | Febco | 50 | 860L | H00260 | BFP001761 | 31-75 Taylor Road Sheldon QLD 4157 | Sheldon College | 400710 | PO Box 1188 Capalaba DC QLD 4157 | EDU | 72650 | Next to DC for hire north side of childcare - Irrigation
2017-01-24 | CP | Tyco | 20 | RP03 | 18335 | BFP001762 | 31-75 Taylor Road Sheldon QLD 4157 | Sheldon College | 400710 | PO Box 1188 Capalaba DC QLD 4157 | EDU | 72650 | Rear right hand side of building on grease trap
2013-09-30 | IP | TYCO | 20 | DC03 | 19190 | BFP001763 | 57 Neumann Road 57 Neumann Road Capalaba QLD 4157 | Body Corporate for 57 Neumann Road CTS 36591 | 290030 | C/- Capitol Body Corporate Admin PO Box 326 ALDERLEY QLD 4051 | BC | 310624 | Left hand side of front gate on post in garden
2017-04-20 | IP | TYCO | 20 | RP03 | 22727 | BFP001764 | Pump Station 110 30A-86 Downwind Court Birkdale QLD 4159 | Redland City Council Redland Water Attn: Mgr Treatment Operations (Sewerage) | 63860 | PO Box 21 Cleveland QLD 4163 | 5 | 1498 | Pump Station 110
2017-11-03 | IP | TYCO | 25 | RP03 | 17639 | BFP001765 | Pump Station 93 9A Catherine Street Birkdale QLD 4159 | Redland City Council Redland Water Attn: Mgr Treatment Operations (Sewerage) | 57191 | PO Box 21 Cleveland QLD 4163 | 5 | 1498 | Pump Station 93
2017-11-03 | IP | TYCO | 25 | RP03 | 17744 | BFP001766 | Pump Station 16 4A-394 Whitehall Avenue Birkdale QLD 4159 | Redland City Council Redland Water Attn: Mgr Treatment Operations (Sewerage) | 63848 | PO Box 21 Cleveland QLD 4163 | 5 | 1498 | Pump Staiton 16
2017-11-03 | IP | TYCO | 25 | RP03 | 17614 | BFP001767 | Pump Station 83 1A Ruth Street Birkdale QLD 4159 | Redland City Council Redland Water Attn: Mgr Treatment Operations (Sewerage) | 55546 | PO Box 21 Cleveland QLD 4163 | 5 | 1498 | Pump Station 83
2017-04-20 | IP | TYCO | 25 | RP03 | 22718 | BFP001768 | Pump Station 109 3A-201 Keel Street Birkdale QLD 4159 | Redland City Council Redland Water Attn: Mgr Treatment Operations (Sewerage) | 63857 | PO Box 21 Cleveland QLD 4163 | 5 | 1498 | Pump Station 109
2017-11-03 | IP | TYCO | 25 | RP03 | 17543 | BFP001769 | Pump Station 115 Mainsail Street Birkdale QLD 4159 | Redland City Council Redland Water Attn: Mgr Treatment Operations (Sewerage) | 57161 | PO Box 21 Cleveland QLD 4163 | 5 | 1498 | Pump Station 115
2016-01-22 | ZP | WATTS | 25 | 007M1 | 4579 | BFP001770 | Victoria Point Shopping Centre 2-34 Bunker Road Victoria Point QLD 4165 | Lipoma Pty Ltd As Trustee | 237850 | PO Box 3354 VICTORIA POINT WEST QLD 4165 | TST | 114027 | Fire Hose Reel outside Life Line
2016-01-22 | ZP | FEBCO | 25 | 805Y | 18568 | BFP001771 | Victoria Point Shopping Centre 2-34 Bunker Road Victoria Point QLD 4165 | Lipoma Pty Ltd As Trustee | 237850 | PO Box 3354 VICTORIA POINT WEST QLD 4165 | TST | 114027 | Fire Hose Reel back of Block Buster
2017-12-20 | CP | WATTS | 25 | 007N1AUS | 6740 | BFP001772 | 15 Marlborough Road Wellington Point QLD 4160 | Lake Mona Pty Ltd As Trustees | 206276 | 21 Redgrove Avenue Wellington Point QLD 4160 | 0 | 56419 | Fire hose reel passage through front entrance right hand side
2017-12-20 | CP | WATTS | 25 | 009AUS | 13354 | BFP001773 | 15 Marlborough Road Wellington Point QLD 4160 | Lake Mona Pty Ltd As Trustees | 206276 | PO Box 3243 BIRKDALE QLD 4159 | TST | 248927 | Rear of building next to hot water system
2017-07-17 | ZP | WATTS | 15 | 009AUSRP | 1375 | BFP001774 | Cleveland Harbourside Centre (W'worths) 67-107 Middle Street Cleveland QLD 4163 | The Trust Company Limited | 1500 | C/- Folkestone Property Management Pty Ltd PO BOX 327 COLLINS STREET WEST MELBOURNE VIC 8007 | CMP | 246418 | Bakery - Woolworths
2017-11-16 | IP | TYCO | 20 | RP03 | 18323 | BFP001775 | Birkdale Fair Shopping Centre 2-12 Mary Pleasant Drive Birkdale QLD 4159 | The Trust Company (Australia) Limited | 45001 | PO Box 1098 MORAYFIELD QLD 4506 | TST | 344180 | Bay Gourmet - Under sink above water meter - Butchers
2016-02-17 | IP | Watts | 25 | 007M1 | 6629 | BFP001776 | 2-6 Pittwin Road North Capalaba QLD 4157 | Brisbane Gem Investment Pty Ltd As Trustee | 12832 | C/- Property Advisory Ground Floor, 24 Albert Road SOUTH MELBOURNE VIC 3205 | TST | 428043 | In Car park L/H Fire Hose Reel
2016-02-17 | IP | Watts | 25 | 007M1 | 6641 | BFP001777 | 2-6 Pittwin Road North Capalaba QLD 4157 | Brisbane Gem Investment Pty Ltd As Trustee | 12832 | PO Box A435 SYDNEY SOUTH NSW 1235 | TST | 15897 | In Car park R/H Fire Hose Reel
2016-02-17 | ZP | Watts | 25 | 007M1 | 6508 | BFP001778 | 2-6 Pittwin Road North Capalaba QLD 4157 | Brisbane Gem Investment Pty Ltd As Trustee | 12832 | C/- Property Advisory Ground Floor, 24 Albert Road SOUTH MELBOURNE VIC 3205 | TST | 428043 | Basement Car Park in Washdown room
2016-02-17 | IP | Watts | 25 | 1007M1 | 6218 | BFP001779 | 2-6 Pittwin Road North Capalaba QLD 4157 | Brisbane Gem Investment Pty Ltd As Trustee | 12832 | PO Box A435 SYDNEY SOUTH NSW 1235 | TST | 15897 | In fire cupboard top of stairs
2016-02-17 | IP | Watts | 25 | 007M1 | 6501 | BFP001780 | 2-6 Pittwin Road North Capalaba QLD 4157 | Brisbane Gem Investment Pty Ltd As Trustee | 12832 | C/- Property Advisory Ground Floor, 24 Albert Road SOUTH MELBOURNE VIC 3205 | TST | 428043 | First floor main walkway in fire cupboard
2016-01-29 | IP | TYCO | 25 | DC03 | 19578 | BFP001781 | 57 Neumann Road 57 Neumann Road Capalaba QLD 4157 | Body Corporate for 57 Neumann Road CTS 36591 | 290030 | C/- Capitol Body Corporate Admin PO Box 326 ALDERLEY QLD 4051 | BC | 310624 | Under fire hose reel next to unit 3
2014-05-05 | IP | TYCO | 20 | DC03 | 19183 | BFP001782 | 55 Neumann Road 55 Neumann Road Capalaba QLD 4157 | Body Corporate For 55 Neumann Road CTS 36592 | 289670 | PO Box 184 KEDRON QLD 4031 | BC | 310706 | Behind Water Meter
2017-06-21 | IP | Tyco | 25 | DC03 | 19193 | BFP001783 | 55 Neumann Road 55 Neumann Road Capalaba QLD 4157 | Body Corporate For 55 Neumann Road CTS 36592 | 289670 | PO Box 184 KEDRON QLD 4031 | BC | 310706 | Under fire hose reel next to unit 4
2017-09-28 15:21 | IP | Watts | 25 | 007-MI-AUS | 8457 | BFP001784 | Saltwater Pavilions 14-16 Channel Street Cleveland QLD 4163 | Body Corporate For Saltwater Pavilions CTS 36628 | 289190 | Body Corporate Services Pty Ltd Saltwater Pavilions CTS 36628 PO Box 466 TOOWONG QLD 4066 | BC | 310611 | 14 Channel St. Cleveland - In garden beside central visitor carpark
2017-01-31 | IP | WATTS | 50 | DCM0007MIAUS | J12444 | BFP001785 | Victoria Point State High School 93-131 Benfer Road Victoria Point QLD 4165 | The State Of Queensland (Represented By Department of Education & Training) | 201160 | PO Box 15033 CITY EAST QLD 4002 | 6 | 283868 | Science block - south western corner
2017-06-22 | ZP | Valvcheq | 20 | RP03 | 171325 | BFP001786 | Unnamed Street NORTH STRADBROKE ISLAND QLD 4183 | Queensland Bulk Water Supply Authority Trading As SEQ Water | 49170 | PO Box 328 IPSWICH QLD 4305 | CMP | 335800 | Stradbroke Island WTW Laboratory outside wall of lab
2017-12-21 | IP | Tyco | 25 | RP03 | 17541 | BFP001787 | Pump Station 24 164-182 Old Cleveland Road Capalaba QLD 4157 | Redland City Council As Trustee City Spaces | 10891 | PO Box 21 Cleveland QLD 4163 | 2 | 80336 | Pump Station 24
2017-11-22 | IP | Tyco | 25 | RP03 | 17634 | BFP001788 | Pump Station 36 299A Main Road Wellington Point QLD 4160 | Redland City Council Redland Water Attn: Mgr Treatment Operations (Sewerage) | 11089 | PO Box 21 Cleveland QLD 4163 | 5 | 1498 | Pump Station 36
2017-11-22 | IP | Tyco | 25 | RP03 | 17612 | BFP001789 | Waterloo Bay Foreshore 122-138 Main Road Wellington Point QLD 4160 | Redland City Council As Trustee Redland Water Attn: Mgr Treatment Operations (Sewerage) | 56490 | PO Box 21 Cleveland QLD 4163 | 2 | 82760 | Pump Station 39
2017-12-21 | IP | Tyco | 25 | RP03 | 17628 | BFP001790 | Pump Station 44 56A Glover Drive Alexandra Hills QLD 4161 | Redland City Council Redland Water Attn: Mgr Treatment Operations (Sewerage) | 63863 | PO Box 21 Cleveland QLD 4163 | 5 | 1498 | Pump Station 44
2017-10-24 | ZP | Tyco | 20 | RP03 | 19364 | BFP001791 | Mountain Blue 9 Natasha Street Capalaba QLD 4157 | Body Corporate For Mountain Blue CTS 36815 | 290230 | C/- B & D Body Corporate Management PO Box 539 CLEVELAND QLD 4163 | BC | 314340 | At front boundary adjacent to water meter
2017-08-07 | ZP | TYCO | 20 | RP03 | 17874 | BFP001792 | Victoria Point Lakeside Shopping Centre / Library 7-13 Bunker Road Victoria Point QLD 4165 | Victoria Point Lakeside Pty Ltd | 280550 | C/- First National Property Group PO Box 7338 REDLAND BAY QLD 4165 | BUS | 261010 | Beside ramp entrance to Cenemas H/Building
2017-08-07 | ZP | TYCO | 20 | RPZ03 | 51931 | BFP001793 | Victoria Point Lakeside Shopping Centre / Library 7-13 Bunker Road Victoria Point QLD 4165 | Victoria Point Lakeside Pty Ltd | 280550 | C/- First National Property Group PO Box 7338 REDLAND BAY QLD 4165 | BUS | 261010 | In garden bed in front of ramp to Cinemas
2017-08-07 | ZP | TYCO | 40 | DC03 | 13450 | BFP001794 | Victoria Point Lakeside Shopping Centre / Library 7-13 Bunker Road Victoria Point QLD 4165 | Victoria Point Lakeside Pty Ltd | 280550 | C/- First National Property Group PO Box 7338 REDLAND BAY QLD 4165 | BUS | 261010 | Store room under ground car park Cinemas
2017-08-07 | ZP | TYCO | 25 | DC03 | 7247 | BFP001795 | Victoria Point Lakeside Shopping Centre / Library 7-13 Bunker Road Victoria Point QLD 4165 | Victoria Point Lakeside Pty Ltd | 280550 | C/- First National Property Group PO Box 7338 REDLAND BAY QLD 4165 | BUS | 261010 | Under fire house reel in Bio Box (Projector Room)
2017-03-22 | ZP | Tyco RP03 | 32 | RP03 | 64642 | BFP001796 | Hilliard State School 106-110 Hanover Drive Alexandra Hills QLD 4161 | The State of Queensland (Represented by Department of Education & Training) | 23258 | Hilliard State School 106-110 Hanover Drive Alexandra Hills QLD 4161 | EDU | 81541 | Outside tuckshop door
2013-11-21 | ZP | Febco | 50 | 825Y | 14577 | BFP001797 | Pinklands Sporting Complex 190-262 Redland Bay Road Thornlands QLD 4164 | Redland City Council City Spaces | 30436 | PO Box 21 Cleveland QLD 4163 | 5 | 70036 | Off 32mm meter beside fence on Redland Bay Road
2015-02-04 | CP | Watts | 25 | 007 | 6702 | BFP001798 | 33 Smith Street Capalaba QLD 4157 | Kiludo Pty Ltd As Trustee | 251600 | 76 Lade Street COORPAROO QLD 4151 | TST | 457138 | On Hook Street 25 mtr from back fence
2015-02-04 | CP | watts | 25 | 007 | 6705 | BFP001799 | 33 Smith Street Capalaba QLD 4157 | Kiludo Pty Ltd As Trustee | 251600 | PO Box 181 CAPALABA QLD 4157 | CMP | 31522 | Right hand side of building 12 mtr from front boundary
2017-11-03 | ZP | Tyco | 25 | RP03 | 17611 | BFP001800 | Pump Station 28 1A-5 Uhlman Road Birkdale QLD 4159 | Redland City Council Redland Water Attn: Mgr Treatment Operations (Sewerage) | 63843 | PO Box 21 Cleveland QLD 4163 | 5 | 1498 | Pump Station 28
2017-12-21 | ZP | Tyco | 20 | RP03 | 66464 | BFP001801 | Birkdale Transfer Station 555-607 Old Cleveland Road East Birkdale QLD 4159 | Redland City Council As Trustee Red Waste (Transfer Stations) | 204597 | PO Box 21 Cleveland QLD 4163 | 2 | 80336 | Pump Station 21
2012-11-02 | IP | Tyco | 15 | RP03 | 12447 | BFP001802 | Lighthouse Restaurant 237-239 Shore Street North Cleveland QLD 4163 | JV No 3 Pty Ltd As Trustee JV No 8 Pty Ltd As Trustee JV No 9 Pty Ltd As Trustee | 1298 | PO Box 5308 WEST END QLD 4101 | TST | 448763 | On water supply to hosetap western side of kitchen near grease trap
2012-11-02 | IP | Febco | 25 | 825Y | 11853 | BFP001803 | Lighthouse Restaurant 237-239 Shore Street North Cleveland QLD 4163 | JV No 3 Pty Ltd As Trustee JV No 8 Pty Ltd As Trustee JV No 9 Pty Ltd As Trustee | 1298 | LIGHTHOUSE RESTAURANT 237 Shore Street North Cleveland QLD 4163 | TST | 303372 | On water supply to fire hose reel outside kitchen bin area near water meter
2012-11-02 | ZP | Tyco | 15 | RP03 | 18189 | BFP001804 | Lighthouse Restaurant 237-239 Shore Street North Cleveland QLD 4163 | JV No 3 Pty Ltd As Trustee JV No 8 Pty Ltd As Trustee JV No 9 Pty Ltd As Trustee | 1298 | PO Box 5308 WEST END QLD 4101 | TST | 448763 | On water supply to hosetap and beer line wash eastern side rear of kitchen near gas bottles
2017-08-07 | ZP | Valvcheq | 20 | RP03 | 91982 | BFP001805 | Victoria Point Lakeside Shopping Centre 21-27 Bunker Road Victoria Point QLD 4165 | Nikwood Pty Ltd As Trustee | 266190 | C/- First National Property Group PO Box 7338 REDLAND BAY QLD 4165 | TST | 76470 | Car wash down area
2007-04-13 | ZP | FEBCO | 20 | 805Y | 1429 | BFP001806 | Norm Price Park - Redland Showgrounds 44 Smith Street Cleveland QLD 4163 | Redland City Council As Trustee Sport & Community Facilities Unit | 353100 | PO Box 21 Cleveland QLD 4163 | 2 | 81787 | Touch football toilet block
2008-01-24 | ZP | Watts | 20 | 009m3 | 49 | BFP001807 | The Esplanade Karragarra Island QLD 4184 | Redland City Council City Spaces | 58500 | PO Box 21 Cleveland QLD 4163 | 5 | 70036 | Behind Toilet Block
2017-04-04 | IP | TYCO | 20 | DC03 | 19824 | BFP001808 | 65 Neumann Road Capalaba QLD 4157 | Mr Douglas G Turner Mrs Ingrid H Turner | 269310 | PO Box 181 CAPALABA QLD 4157 | CMP | 31522 | Right building inside left wall below fire hose reel
2017-04-04 | IP | TYCO | 20 | DC03 | 19804 | BFP001809 | 65 Neumann Road Capalaba QLD 4157 | Mr Douglas G Turner Mrs Ingrid H Turner | 269310 | PO Box 181 CAPALABA QLD 4157 | CMP | 31522 | Left building inside right wall below fire hose reel
2017-04-04 | ZP | TYCO | 20 | RP03 | 21034 | BFP001811 | 65 Neumann Road Capalaba QLD 4157 | Mr Douglas G Turner Mrs Ingrid H Turner | 269310 | PO Box 240 Cleveland QLD 4163 | 0 | 18793 | Under fire hose reel adjacent to DCV Unit 2
2014-11-12 | IP | TYCO | 25 | DC03 | 19883 | BFP001812 | Almina Units 33-35 Steel Street Capalaba QLD 4157 | Body Corporate for Almina Units CTS 37167 | 292890 | C/- B & D Body Corporate Management PO Box 539 CLEVELAND QLD 4163 | BC | 317933 | Fire hose reel outside of Unit 1 left of doorway
2014-11-12 | IP | TYCO | 25 | DC03 | 20305 | BFP001813 | Almina Units 33-35 Steel Street Capalaba QLD 4157 | Body Corporate for Almina Units CTS 37167 | 292890 | C/- B & D Body Corporate Management PO Box 539 CLEVELAND QLD 4163 | BC | 317933 | Right hand side of door way Unit 3 on fire hose reel
2013-12-19 | IP | TYCO | 20 | DC03 | 20306 | BFP001814 | Almina Units 33-35 Steel Street Capalaba QLD 4157 | Body Corporate for Almina Units CTS 37167 | 292890 | C/- B & D Body Corporate Management PO Box 539 CLEVELAND QLD 4163 | BC | 317933 | Front garden
2017-11-15 | ZP | TYCO | 25 | RP03 | 17950 | BFP001815 | Wellington Point State High School 2-34 Badgen Road Wellington Point QLD 4160 | The State Of Queensland (Represented By Department of Education & Training) | 28035 | PO Box 15033 CITY EAST QLD 4002 | 6 | 283868 | On outside wall of R Block Toilets male side in aluminium box 003 locks
2008-12-10 | ZP | TYCO | 32 | RP03 | 8016 | BFP001816 | Wellington Point State High School 2-34 Badgen Road Wellington Point QLD 4160 | The State Of Queensland (Represented By Department of Education & Training) | 28035 | Wellington Point State High School 2-34 Badgen Road Wellington Point QLD 4160 | EDU | 106311 | In hot water cupboard of N Block toilets
2017-03-07 | ZP | TYCO | 40 | DC03 | 19327 | BFP001817 | 16 Tombo 16 Tombo Street Capalaba QLD 4157 | Body Corporate For 16 Tombo Street CTS 36872 | 291990 | 964 Logan Road HOLLAND PARK QLD 4121 | BC | 315100 | Right hand side of main driveway into premises
2017-03-07 | ZP | TYCO | 25 | RPZ98 | R17218 | BFP001818 | 16 Tombo 16 Tombo Street Capalaba QLD 4157 | Body Corporate For 16 Tombo Street CTS 36872 | 291990 | 964 Logan Road HOLLAND PARK QLD 4121 | BC | 315100 | In garden bed at front of premises for irrigation service
2017-10-17 | ZP | WATTS | 20 | 009M3-AUS | 5931 | BFP001819 | 120-124 Birkdale Road Birkdale QLD 4159 | Birkdale Place Pty Ltd As Trustee | 27205 | 175 Main Road Wellington Point QLD 4160 | 0 | 9599 | In underground car park on concrete pillar - 6ft high for dental surgery
2012-09-12 | IP | Watts | 20 | 009M3-AUS | 3733 | BFP001820 | 37-39 Steel Street Capalaba QLD 4157 | Whheat Management Group Pty Ltd | 276480 | 16 Charles Street MANLY WEST QLD 4179 | CMP | 397537 | Inside Back Wall near Truck Wash
2012-09-12 | ZP | Tyco | 25 | DC03 | 19882 | BFP001821 | 37-39 Steel Street Capalaba QLD 4157 | Whheat Management Group Pty Ltd | 276480 | PO Box 181 CAPALABA QLD 4157 | CMP | 31522 | Next to Water Meter in side garden
2015-09-29 | ZP | TYCO | 20 | DC03 | 17908 | BFP001822 | 57-59 Steel Street Capalaba QLD 4157 | Body Corporate For 57-59 Steel Street CTS 36696 | 290360 | C/- B & D Body Corporate Management PO Box 539 CLEVELAND QLD 4163 | BC | 314611 | On irrigation and hose tap in front garden bed.
2015-11-18 | ZP | TYCO | 25 | DC03 | 21264 | BFP001824 | 6 Natasha Street Capalaba QLD 4157 | Mr Peter D Marlborough Mrs Christine A Marlborough | 267020 | 112 Thornlands Road THORNLANDS QLD 4164 | TST | 72622 | Internal front wall of building beside rolla door
2015-03-31 | ZP | TYCO | 25 | DC03 | 20943 | BFP001825 | 5 Natasha Street Capalaba QLD 4157 | Marianne M Ross & Katrina M Harbison As Trustee | 267050 | PO Box 181 CAPALABA QLD 4157 | CMP | 31522 | Internal front wall off to left of roller door
2015-11-20 | ZP | TYCO | 15 | RP03 | 20269 | BFP001827 | 97-129 Dundas Street Ormiston QLD 4160 | Ormiston College Limited | 932 | PO Box 1835 CLEVELAND DC QLD 4163 | EDU | 1272 | On water supply to hose tap near grease trap outside laundry - Day Care Centre
2016-10-14 | IP | TYCO | 25 | DC3 | 18627 | BFP001828 | 97-129 Dundas Street Ormiston QLD 4160 | Ormiston College Limited | 932 | PO Box 1835 CLEVELAND DC QLD 4163 | EDU | 1272 | On water supply to fire hose reel in courtyard - Day Care Centre
2016-11-17 | IP | Tyco | 15 | RP03 | 17522 | BFP001830 | 61 Neumann Road Capalaba QLD 4157 | Ivan B G & Carol L M Hayes As Trustees | 269330 | C/- Ray White Commercial Pty Ltd Bayside PO Box 1197 CAPALABA QLD 4157 | TST | 122195 | Front garden area
2016-11-17 | ZP | Tyco | 40 | DC03 | 20092 | BFP001831 | 61 Neumann Road Capalaba QLD 4157 | Ivan B G & Carol L M Hayes As Trustees | 269330 | PO Box 452 MORNINGSIDE QLD 4170 | CMP | 297095 | Front garden area
2017-04-19 | IP | TYCO | 25 | DC03 | 20418 | BFP001832 | Natasha 4 4 Natasha Street Capalaba QLD 4157 | Body Corporate For Natasha 4 CTS 36868 | 292150 | C/- Strata Vision Group Pty Ltd PO Box 436 CARINA QLD 4152 | BC | 315137 | Centre of building front blow fire hose reel
2017-04-19 | ZP | TYCO | 20 | DC03 | 20399 | BFP001833 | Natasha 4 4 Natasha Street Capalaba QLD 4157 | Body Corporate For Natasha 4 CTS 36868 | 292150 | C/- Strata Vision Group Pty Ltd PO Box 436 CARINA QLD 4152 | BC | 315137 | Front carpark right side
2016-11-17 | IP | Tyco | 15 | RP03 | 20551 | BFP001834 | 53 Neumann Road Capalaba QLD 4157 | Marram Court Pty Ltd As Trustee | 269370 | C/- Ray White Commercial Pty Ltd Bayside PO Box 1197 CAPALABA QLD 4157 | CMP | 304656 | In garden bed at front of property
2016-11-17 | ZP | TYCO | 32 | DC03 | 21801 | BFP001835 | 53 Neumann Road Capalaba QLD 4157 | Marram Court Pty Ltd As Trustee | 269370 | PO Box 181 CAPALABA QLD 4157 | CMP | 31522 | Front garden area
2017-07-11 | CP | TYCO | 25 | DC03 | 22299 | BFP001837 | 3 India Street Capalaba QLD 4157 | Techlodge Pty Ltd As Trustee | 251640 | 61 Whitehall Avenue Birkdale QLD 4159 | TST | 357442 | Inside below Fire Hose Reel
2017-07-11 | CP | TYCO | 20 | DC03 | 21149 | BFP001838 | 3 India Street Capalaba QLD 4157 | Techlodge Pty Ltd As Trustee | 251640 | PO Box 738 CAPALABA QLD 4157 | TST | 295727 | Front of site next to water meter
2016-04-11 | IP | TYCO | 25 | DC03 | 19848 | BFP001840 | 40 Smith Street Capalaba QLD 4157 | Kerry Stewart Homes Pty Ltd As Trustee | 251630 | C/- Ray White Commercial Pty Ltd Bayside PO Box 1197 CAPALABA QLD 4157 | TST | 122195 | On fire hose reel L/H side of R/H roller and access door
2015-04-30 | IP | TYCO | 25 | DC03 | 19843 | BFP001841 | 40 Smith Street Capalaba QLD 4157 | Kerry Stewart Homes Pty Ltd As Trustee | 251630 | PO Box 386 Cleveland QLD 4163 | TST | 261884 | On fire hose reel R/H side of L/H roller and access door
2015-02-26 | ZP | TYCO | 20 | DC03 | 19935 | BFP001842 | 38 Smith Street Capalaba QLD 4157 | Jardale Pty Ltd | 251620 | 38 Plymouth Court Cleveland QLD 4163 | TST | 302766 | On irrigation system in front garden bed
2015-02-26 | IP | TYCO | 25 | DC03 | 19840 | BFP001843 | 38 Smith Street Capalaba QLD 4157 | Jardale Pty Ltd | 251620 | PO Box 181 CAPALABA QLD 4157 | CMP | 31522 | On fire hose reel L/H side of R/H roller and access door
2015-02-26 | IP | TYCO | 25 | DC03 | 19859 | BFP001844 | 38 Smith Street Capalaba QLD 4157 | Jardale Pty Ltd | 251620 | 38 Plymouth Court Cleveland QLD 4163 | TST | 302766 | On fire hose reel R/H side of L/H roller and access door
2017-02-09 | IP | TYCO | 25 | RP03 | 16756 | BFP001850 | 23 Weippin Street Cleveland QLD 4163 | Redland City Council Redland Water Attn: Mgr Treatment Operations (Sewerage) | 200172 | PO Box 8042 GOLD COAST MC QLD 9729 | BUS | 362236 | Chlorine Dosing Room
2017-11-20 | ZP | TYCO | 25 | PP03 | 22214 | BFP001851 | 36 Smith Street Capalaba QLD 4157 | Redland City Council Redland Water Attn: Mgr Treatment Operations (Sewerage) | 320160 | PO Box 21 Cleveland QLD 4163 | 5 | 1498 | Chlorine Dosing Room
2017-08-09 | IP | Tyco | 25 | DC03 | 12909 | BFP001852 | 233 Middle Street Cleveland QLD 4163 | Redland City Council Property Services Unit | 1625 | C/- Property Services PO Box 225 DICKSON ACT 2602 | FED | 1895 | On fire hose reel new seawater building north end near plant room 183
2017-08-09 | IP | Tyco | 25 | DC03 | 12909 | BFP001852 | 233 Middle Street Cleveland QLD 4163 | Redland City Council Property Services Unit | 1625 | PO Box 120 Cleveland QLD 4163 | FED | 2071 | On fire hose reel new seawater building north end near plant room 183
2017-08-09 | IP | Tyco | 25 | DC03 | 12928 | BFP001853 | 233 Middle Street Cleveland QLD 4163 | Redland City Council Property Services Unit | 1625 | PO Box 21 Cleveland QLD 4163 | 5 | 82305 | On fire hose reel new seawater building south end near behaviour room 174
2017-08-09 | IP | Tyco | 25 | DC03 | 12897 | BFP001854 | 233 Middle Street Cleveland QLD 4163 | Redland City Council Property Services Unit | 1625 | C/- Property Services PO Box 225 DICKSON ACT 2602 | FED | 1895 | On fire hose reel main building south wing ground floor near kitchenette room 144
2017-08-09 | IP | Tyco | 25 | DC03 | 12895 | BFP001855 | 233 Middle Street Cleveland QLD 4163 | Redland City Council Property Services Unit | 1625 | PO Box 21 Cleveland QLD 4163 | 5 | 82305 | On fire hose reel main building east end 1st floor near room 228
2017-08-09 | IP | Tyco | 25 | DC03 | 12892 | BFP001856 | 233 Middle Street Cleveland QLD 4163 | Redland City Council Property Services Unit | 1625 | C/- Property Services PO Box 225 DICKSON ACT 2602 | FED | 1895 | On fire hose reel main building east end ground floor near room 121
2017-08-09 | IP | Tyco | 25 | DC03 | 12842 | BFP001857 | 233 Middle Street Cleveland QLD 4163 | Redland City Council Property Services Unit | 1625 | PO Box 21 Cleveland QLD 4163 | 5 | 82305 | On fire hose reel main building west end 1st floor near bio chemistry room 220
2017-08-09 | IP | Tyco | 25 | DC03 | 12836 | BFP001858 | 233 Middle Street Cleveland QLD 4163 | Redland City Council Property Services Unit | 1625 | C/- Property Services PO Box 225 DICKSON ACT 2602 | FED | 1895 | On fire hose reel main building west end ground floor between gents and ladies toilets
2010-01-05 | IP | Tyco | 25 | DC03 | 23272 | BFP001859 | 41-43 Steel Street Capalaba QLD 4157 | Mr Selcuk Alan Mrs Nermin Alan | 276470 | PO Box 181 CAPALABA QLD 4157 | CMP | 31522 | Below fire hose reel front of building
2010-01-05 | IP | Tyco | 20 | DC03 | 22677 | BFP001860 | 41-43 Steel Street Capalaba QLD 4157 | Mr Selcuk Alan Mrs Nermin Alan | 276470 | 11 Bonaventure Court Cleveland QLD 4163 | 0 | 76737 | Next to water meter right hand side of driveway
2017-01-24 | CP | COMBRACO | 100 | 10AEI | ND083 | BFP001861 | 31-75 Taylor Road Sheldon QLD 4157 | Sheldon College | 400710 | PO Box 1188 Capalaba DC QLD 4157 | EDU | 72650 | Front gate on fire line
2017-01-24 | IP | TYCO | 20 | RP03 | 21590 | BFP001862 | 31-75 Taylor Road Sheldon QLD 4157 | Sheldon College | 400710 | PO Box 1188 Capalaba DC QLD 4157 | EDU | 72650 | In loading dock near grease trap
2017-01-24 | ZP | TYCO | 50 | RP03 | 21864 | BFP001863 | 31-75 Taylor Road Sheldon QLD 4157 | Sheldon College | 400710 | PO Box 1188 Capalaba DC QLD 4157 | EDU | 72650 | Near plant room in spoon drain service duct south wall
2017-01-24 | ZP | TYCO | 20 | RP03 | 22241 | BFP001864 | 31-75 Taylor Road Sheldon QLD 4157 | Sheldon College | 400710 | PO Box 1188 Capalaba DC QLD 4157 | EDU | 72650 | Inside bin shelter north east wall
2016-02-26 | ZP | TYCO | 15 | RP03 | 22463 | BFP001865 | 31-75 Taylor Road Sheldon QLD 4157 | Sheldon College | 400710 | PO Box 1188 Capalaba DC QLD 4157 | EDU | 72650 | Stairs closet
2017-01-24 | IP | TYCO | 20 | RP03 | 80837 | BFP001866 | 31-75 Taylor Road Sheldon QLD 4157 | Sheldon College | 400710 | PO Box 1188 Capalaba DC QLD 4157 | EDU | 72650 | Under pool close to heater
2016-10-11 | ZP | TYCO | 20 | RP03 | 20886 | BFP001868 | 220-228 Old Cleveland Road Capalaba QLD 4157 | 228 Old Cleveland Rd Pty Ltd As Trustee | 10899 | 26 Raby Bay Boulevard Cleveland QLD 4163 | 0 | 75907 | Right hand side of wash bay
2016-10-11 | ZP | TYCO | 25 | DC03 | 23319 | BFP001869 | 220-228 Old Cleveland Road Capalaba QLD 4157 | 228 Old Cleveland Rd Pty Ltd As Trustee | 10899 | C/- Ray White Commercial Pty Ltd Bayside PO Box 1197 CAPALABA QLD 4157 | TST | 405516 | Office fire hose reel cabinet
2016-10-11 | ZP | TYCO | 25 | DC03 | 19806 | BFP001870 | 220-228 Old Cleveland Road Capalaba QLD 4157 | 228 Old Cleveland Rd Pty Ltd As Trustee | 10899 | 26 Raby Bay Boulevard Cleveland QLD 4163 | 0 | 75907 | Below fire hose reel in workshop
2016-10-11 | ZP | TYCO | 32 | RP03 | 50148 | BFP001871 | 220-228 Old Cleveland Road Capalaba QLD 4157 | 228 Old Cleveland Rd Pty Ltd As Trustee | 10899 | C/- Ray White Commercial Pty Ltd Bayside PO Box 1197 CAPALABA QLD 4157 | TST | 405516 | Adjacent water meter in garden next to driveway
2007-06-25 | ZP | FEBCO | 20 | 860L | 105 | BFP001872 | Euro Business Park Unit 15/36-38 Weippin Street Cleveland QLD 4163 | Goodhew Supperannuation Pty Ltd as Trustee | 300900 | 17 Jessie Close Thornlands QLD 4164 | TST | 386736 | Right hand side of building beside sink on internal wall
2017-07-11 | IP | FEBCO | 20 | 825YE | 4834 | BFP001873 | Alexandra Hills Hotel/Motel 332 Finucane Road Alexandra Hills QLD 4161 | Hill-Mac Pty Ltd | 9909 | Alexandra Hills Hotel/Motel 332 Finucane Road Alexandra Hills QLD 4161 | CMP | 12465 | Front of property facing Finucane Road near retaining wall
2017-09-18 | IP | TYCO | 20 | rp03 | 22870 | BFP001874 | 402-406 Main Road Wellington Point QLD 4160 | Marinos Holdings Pty Ltd | 7606 | 11 Cornflower Street Mansfield QLD 4122 | CMP | 224770 | Under air and water refilling point
2017-09-18 | IP | TYCO | 20 | RP03 | 22555 | BFP001875 | 402-406 Main Road Wellington Point QLD 4160 | Marinos Holdings Pty Ltd | 7606 | 402-406 Main Road Wellington Point QLD 4160 | 0 | 9449 | On wall behind garage
2016-11-23 | ZP | Febco | 20 | 860L | 39274 | BFP001876 | Almina Units 33-35 Steel Street Capalaba QLD 4157 | Body Corporate for Almina Units CTS 37167 | 292890 | C/- B & D Body Corporate Management PO Box 539 CLEVELAND QLD 4163 | BC | 317933 | Unit 2 Under sink - main prep room
2017-11-23 | IP | TYCO | 15 | RP03 | 23892 | BFP001878 | Victoria Point Lakeside Shopping Centre / Library 7-13 Bunker Road Victoria Point QLD 4165 | Victoria Point Lakeside Pty Ltd | 280550 | C/- First National Property Group PO Box 7338 REDLAND BAY QLD 4165 | BUS | 261010 | Elysium Bar - In post mix room in broom closet under water metre
2017-10-24 | IP | TYCO | 32 | DC03 | 21827 | BFP001879 | 63 Neumann Road 63 Neumann Road Capalaba QLD 4157 | Body Corporate For 63 Neumann Road CTS 37537 | 295970 | C/- B & D Body Corporate Management PO Box 539 CLEVELAND QLD 4163 | BC | 322801 | Front garden bed
2017-10-24 | IP | TYCO | 15 | DC03 | 17170 | BFP001880 | 63 Neumann Road 63 Neumann Road Capalaba QLD 4157 | Body Corporate For 63 Neumann Road CTS 37537 | 295970 | C/- B & D Body Corporate Management PO Box 539 CLEVELAND QLD 4163 | BC | 322801 | Front garden
2017-08-09 | IP | FEBCO | 20 | 860L | 1685 | BFP001881 | Redlands IndigiScapes Centre 17 Runnymede Road Capalaba QLD 4157 | Redland City Council City Spaces | 202909 | PO Box 21 Cleveland QLD 4163 | 5 | 70036 | Outside building under toilets
2017-12-15 | IP | TYCO | 25 | RP03 | 7753 | BFP001883 | 354 German Church Road Mount Cotton QLD 4165 | Redland City Council Redland Water Attn: Mgr Treatment Operations (Sewerage) | 277080 | Bayview Village Shop 5 101 Valley Way MOUNT COTTON QLD 4165 | CMP | 38164 | Pump Station 151
2017-08-18 | IP | FEBCO | 25 | 805Y | F003446 | BFP001884 | 22-48 Hillview Road Mount Cotton QLD 4165 | Golden Cockerel Pty Ltd | 32759 | PO Box 142 Cleveland QLD 4163 | CMP | 39193 | Left of admin building feeding fire hose reel
2017-03-10 | IP | TYCO | 25 | RPZ03 | 16745 | BFP001885 | Sirromet Winery 850-938 Mount Cotton Road Mount Cotton QLD 4165 | T E Morris & Associates Merle Norman Cosmetics Pty Ltd | 32777 | PO Box 5649 GOLD COAST MC QLD 9726 | 0 | 39215 | Beside glycel storage tank
2018-01-15 | IP | WATTS | 20 | 009M3 | 4990 | BFP001887 | Mount Cotton State School 1246-1264 Mount Cotton Road Mount Cotton QLD 4165 | The State Of Queensland (Represented By Department Of Education & Training) | 233150 | PO Box 15033 CITY EAST QLD 4002 | 6 | 364841 | Prep School Bendigo side wall Prep D
2017-08-29 | ZP | TYCO | 20 | RP03 | 23230 | BFP001888 | 36 Smith Street Capalaba QLD 4157 | Suwes Pty Ltd As TTE | 251610 | PO Box 1547 CAPALABA QLD 4157 | 0 | 37960 | Front right side next to water meter
2017-08-29 | ZP | TYCO | 32 | DC03 | 23329 | BFP001889 | 36 Smith Street Capalaba QLD 4157 | Suwes Pty Ltd As TTE | 251610 | PO Box 181 CAPALABA QLD 4157 | CMP | 31522 | Front right side next to water meter
2017-11-28 14:12 | IP | WATTS | 25 | 009AUS | 13487 | BFP001891 | North Stradbroke Hotel - Waves Stradbroke 158-162 Dickson Way Point Lookout QLD 4183 | North Point Holdings No 2 Pty Ltd As Trustee | 295650 | North Stradbroke Hotel 158-172 Dickson Way Point Lookout QLD 4183 | 0 | 5721 | Under kitchen near kitchen storeroom FHR
2017-11-24 | IP | WATTS | 25 | 007M2AUS | 13680 | BFP001892 | North Stradbroke Hotel - Waves Stradbroke 158-162 Dickson Way Point Lookout QLD 4183 | North Point Holdings No 2 Pty Ltd As Trustee | 295650 | Po Box 919 SURFERS PARADISE QLD 4217 | TST | 117271 | Carpark Apartment - stairwell FHR Tower 1
2017-11-24 | IP | WATTS | 32 | 007M2AUS | 4632 | BFP001893 | North Stradbroke Hotel - Waves Stradbroke 158-162 Dickson Way Point Lookout QLD 4183 | North Point Holdings No 2 Pty Ltd As Trustee | 295650 | North Stradbroke Hotel 158-172 Dickson Way Point Lookout QLD 4183 | 0 | 5721 | Apartment Tower 1 - FHR line in basement
2017-11-24 | IP | WATTS | 20 | 007M2AUS | 7309 | BFP001896 | North Stradbroke Hotel - Waves Stradbroke 158-162 Dickson Way Point Lookout QLD 4183 | North Point Holdings No 2 Pty Ltd As Trustee | 295650 | Po Box 919 SURFERS PARADISE QLD 4217 | TST | 117271 | Valve located near mtnce storeroom FHR near stairwell
2017-11-24 | IP | AMES | 1500 | 4000SS | 1003200905 | BFP001897 | North Stradbroke Hotel - Waves Stradbroke 158-162 Dickson Way Point Lookout QLD 4183 | North Point Holdings No 2 Pty Ltd As Trustee | 295650 | North Stradbroke Hotel 158-172 Dickson Way Point Lookout QLD 4183 | 0 | 5721 | Main Driveway entrance
2017-08-07 | IP | TYCO | 25 | DC03 | 54509 | BFP001898 | Victoria Point Lakeside Shopping Centre / Library 7-13 Bunker Road Victoria Point QLD 4165 | Victoria Point Lakeside Pty Ltd | 280550 | C/- First National Property Group PO Box 7338 REDLAND BAY QLD 4165 | BUS | 261010 | Under fire hose reel beside stairs (Under)
2017-09-04 | IP | WATTS | 25 | 227M1-AUS | 6585 | BFP001899 | 66-68 Sturgeon Street Ormiston QLD 4160 | Madjo Developments Pty Ltd As Trustee | 361260 | C/- Jumping Beans Child Care Centre 68 Sturgeon Street ORMISTON QLD 4160 | TST | 263202 | On water supply to fire hose reel outside laundry in drying area
2017-09-04 | IP | WATTS | 25 | 007M1-AUS | 6874 | BFP001900 | 66-68 Sturgeon Street Ormiston QLD 4160 | Madjo Developments Pty Ltd As Trustee | 361260 | C/- Jumping Beans Child Care Centre 68 Sturgeon Street ORMISTON QLD 4160 | TST | 263202 | On water supply to fire hose reel right hand side of main entry near reception
2017-11-15 | IP | TYCO | 20 | RPZ03 | 23218 | BFP001903 | Marebello Retirement Village 537-547 Redland Bay Road Victoria Point QLD 4165 | Marebello Property Pty Ltd As Trustee | 203621 | 1/2000 Logan Road UPPER MOUNT GRAVATT QLD 4122 | TST | 422199 | Banksia wing in Pan room 1st floor
2017-11-15 | IP | TYCO | 20 | RPZ03 | 23218 | BFP001903 | Marebello Retirement Village 537-547 Redland Bay Road Victoria Point QLD 4165 | Marebello Property Pty Ltd As Trustee | 203621 | 303 ARCHER STREET CHANDLER QLD 4155 | TST | 106632 | Banksia wing in Pan room 1st floor
2017-11-15 | ZP | TYCO | 20 | RPZ03 | 23219 | BFP001904 | Marebello Retirement Village 537-547 Redland Bay Road Victoria Point QLD 4165 | Marebello Property Pty Ltd As Trustee | 203621 | 1/2000 Logan Road UPPER MOUNT GRAVATT QLD 4122 | TST | 422199 | Banksia wing in Pan room on ground floor
2017-11-15 | ZP | TYCO | 20 | RPZ03 | 23219 | BFP001904 | Marebello Retirement Village 537-547 Redland Bay Road Victoria Point QLD 4165 | Marebello Property Pty Ltd As Trustee | 203621 | 303 ARCHER STREET CHANDLER QLD 4155 | TST | 106632 | Banksia wing in Pan room on ground floor
2017-11-15 | ZP | TYCO | 40 | DC03 | 22080 | BFP001905 | Marebello Retirement Village 537-547 Redland Bay Road Victoria Point QLD 4165 | Marebello Property Pty Ltd As Trustee | 203621 | 1/2000 Logan Road UPPER MOUNT GRAVATT QLD 4122 | TST | 422199 | Banksia wing in Cleaners room ground room
2017-11-15 | ZP | TYCO | 40 | DC03 | 22080 | BFP001905 | Marebello Retirement Village 537-547 Redland Bay Road Victoria Point QLD 4165 | Marebello Property Pty Ltd As Trustee | 203621 | 303 ARCHER STREET CHANDLER QLD 4155 | TST | 106632 | Banksia wing in Cleaners room ground room
2010-09-22 | ZP | Watts | 20 | 007 007MZ | 5778 | BFP001907 | 42 Smith 42 Smith Street Capalaba QLD 4157 | Body Corporate For Industry On Smith CTS 37689 | 296900 | C/- Hartley's Mgmt Services Pty Ltd PO Box 111 CORINDA QLD 4075 | BC | 324188 | Left hand side of Unit 16 next to electrical meter box.
2010-09-22 | IP | Watts | 15 | 009AUS | 6694 | BFP001908 | 42 Smith 42 Smith Street Capalaba QLD 4157 | Body Corporate For Industry On Smith CTS 37689 | 296900 | C/- Hartley's Mgmt Services Pty Ltd PO Box 111 CORINDA QLD 4075 | BC | 324188 | Front of shed on column separating roller doors.
2016-09-29 | IP | Tyco | 15 | RP03 | 25318 | BFP001909 | Euro Business Park 26-34 Weippin Street Cleveland QLD 4163 | Body Corporate For Euro Business Park CTS 35475 | 280470 | C/- Teys (Cleveland) Pty Ltd PO Box 539 CLEVELAND QLD 4163 | BC | 296942 | Front garden bed adjacent to sewer manhole
2017-05-15 | IP | Tyco | 20 | DC03 | 24478 | BFP001910 | 13 Natasha Street Capalaba QLD 4157 | S & L Ritchie Pty Ltd As Trustee | 276440 | PO Box 181 CAPALABA QLD 4157 | CMP | 31522 | On water supply to irrigation hosetap front garden bed near water meter
2016-02-12 | IP | Febco | 25 | 860L | H00933 | BFP001911 | 116-132 Wellington Street Ormiston QLD 4160 | Sapphire Trading Pty Limited As Trustee | 515 | 12 Carling Court Cleveland QLD 4163 | CMP | 87637 | On irrigation system front garden bed near water meter
2017-02-20 | IP | Tyco | 20 | DC03 | 25021 | BFP001912 | 14 Mond Street Thorneside QLD 4158 | Mr Paul T Just | 208540 | 9 Banksia Street BOWEN QLD 4805 | 0 | 70686 | On water supply to irrigation system front garden bed near water meter.
2017-10-23 | IP | Febco | 25 | 850L | 12653 | BFP001913 | 15 Tombo Street Capalaba QLD 4157 | Merchandising Headquarters Pty Ltd As Trustee | 276340 | 7 Teesdale Road Alexandra Hills QLD 4161 | TST | 289805 | At Fire Hose Reel
2014-10-01 | ZP | Febco | 32 | 825YE | F005736 | BFP001915 | Sea Air 141 Shore Street West Cleveland QLD 4163 | Body Corporate For Sea Air CTS 37435 | 295160 | C/- B & D Body Corporate Management PO Box 539 CLEVELAND QLD 4163 | BC | 321917 | East side of building, right hand side Fire Hydrant
2014-10-01 | ZP | Ames | 100 | 200055 | 1008670407 | BFP001916 | Sea Air 141 Shore Street West Cleveland QLD 4163 | Body Corporate For Sea Air CTS 37435 | 295160 | C/- B & D Body Corporate Management PO Box 539 CLEVELAND QLD 4163 | BC | 321917 | Fire Service east side of building.
2017-07-22 | IP | TYCO | 15 | DC03 | 25492 | BFP001917 | Capalaba Park Shopping Centre 7-45 Redland Bay Road Capalaba QLD 4157 | YFG Shopping Centres as Trustee Trondage Enterprises Pty Ltd | 11785 | C/- CAPALABA SHOPPING CENTRE 7-45 REDLAND BAY ROAD CAPALABA QLD 4157 | TST | 77315 | Food preparation area right hand side of store - Woolworths
2017-07-22 | IP | TYCO | 15 | DC03 | 25497 | BFP001918 | Capalaba Park Shopping Centre 7-45 Redland Bay Road Capalaba QLD 4157 | YFG Shopping Centres as Trustee Trondage Enterprises Pty Ltd | 11785 | Capalaba Park Shopping Centre 7-45 Redland Bay Road Capalaba QLD 4157 | CMP | 369358 | Food preparation area right hand side of store - Woolworths
2017-07-22 | IP | TYCO | 15 | DC03 | 24725 | BFP001919 | Capalaba Park Shopping Centre 7-45 Redland Bay Road Capalaba QLD 4157 | YFG Shopping Centres as Trustee Trondage Enterprises Pty Ltd | 11785 | C/- CAPALABA SHOPPING CENTRE 7-45 REDLAND BAY ROAD CAPALABA QLD 4157 | TST | 77315 | Food preparation area right hand side of store - Woolworths
2017-07-22 | IP | TYCO | 15 | DC03 | 24730 | BFP001920 | Capalaba Park Shopping Centre 7-45 Redland Bay Road Capalaba QLD 4157 | YFG Shopping Centres as Trustee Trondage Enterprises Pty Ltd | 11785 | Capalaba Park Shopping Centre 7-45 Redland Bay Road Capalaba QLD 4157 | CMP | 369358 | Food preparation area right hand side of store - Woolworths
2017-07-22 | IP | WATTS | 25 | 007M1-AUS | 7554 | BFP001921 | Capalaba Park Shopping Centre 7-45 Redland Bay Road Capalaba QLD 4157 | YFG Shopping Centres as Trustee Trondage Enterprises Pty Ltd | 11785 | C/- CAPALABA SHOPPING CENTRE 7-45 REDLAND BAY ROAD CAPALABA QLD 4157 | TST | 77315 | FHR in loading dock - Woolworths
2017-07-22 | IP | WATTS | 25 | 007M1-AUS | 6959 | BFP001922 | Capalaba Park Shopping Centre 7-45 Redland Bay Road Capalaba QLD 4157 | YFG Shopping Centres as Trustee Trondage Enterprises Pty Ltd | 11785 | Capalaba Park Shopping Centre 7-45 Redland Bay Road Capalaba QLD 4157 | CMP | 369358 | FHR right hand front of store - Woolworths
2017-07-22 | IP | WATTS | 25 | 007M1-AUS | 6906 | BFP001923 | Capalaba Park Shopping Centre 7-45 Redland Bay Road Capalaba QLD 4157 | YFG Shopping Centres as Trustee Trondage Enterprises Pty Ltd | 11785 | C/- CAPALABA SHOPPING CENTRE 7-45 REDLAND BAY ROAD CAPALABA QLD 4157 | TST | 77315 | FHR left hand front fire escape - Woolworths
2017-07-22 | IP | WATTS | 25 | 007M1-AUS | 7319 | BFP001925 | Capalaba Park Shopping Centre 7-45 Redland Bay Road Capalaba QLD 4157 | YFG Shopping Centres as Trustee Trondage Enterprises Pty Ltd | 11785 | Capalaba Park Shopping Centre 7-45 Redland Bay Road Capalaba QLD 4157 | CMP | 369358 | FHR left hand side rear of store - Woolworths
2017-07-22 | IP | WATTS | 25 | 007M1-AUS | 6922 | BFP001927 | Capalaba Park Shopping Centre 7-45 Redland Bay Road Capalaba QLD 4157 | YFG Shopping Centres as Trustee Trondage Enterprises Pty Ltd | 11785 | Capalaba Park Shopping Centre 7-45 Redland Bay Road Capalaba QLD 4157 | CMP | 369358 | FHR fire escape door store area - Woolworths
2017-07-22 | IP | WATTS | 20 | 009M3 | 5927 | BFP001928 | Capalaba Park Shopping Centre 7-45 Redland Bay Road Capalaba QLD 4157 | YFG Shopping Centres as Trustee Trondage Enterprises Pty Ltd | 11785 | C/- CAPALABA SHOPPING CENTRE 7-45 REDLAND BAY ROAD CAPALABA QLD 4157 | TST | 77315 | Loading dock area - Woolworths
2017-07-22 | IP | TYCO | 20 | RP03 | 25591 | BFP001929 | Capalaba Park Shopping Centre 7-45 Redland Bay Road Capalaba QLD 4157 | YFG Shopping Centres as Trustee Trondage Enterprises Pty Ltd | 11785 | Capalaba Park Shopping Centre 7-45 Redland Bay Road Capalaba QLD 4157 | CMP | 369358 | Loading dock area - Woolworths
2014-11-18 | ZP | FEBCO | 50 | 825Y | 4322 | BFP001930 | John Frederick Park 144 Old Cleveland Road Capalaba QLD 4157 | Redland City Council City Spaces | 284990 | PO Box 21 Cleveland QLD 4163 | 5 | 70036 | North East corner of Clubhouse - edge of field
2016-10-12 | ZP | TYCO | 50 | RP03 | 69013 | BFP001931 | 241-259 Boundary Road Thornlands QLD 4164 | Chittering Valley (WA) Pty Ltd | 31702 | PO Box 3371 VICTORIA POINT QLD 4165 | CMP | 37831 | At front boundary next to meter
2016-10-12 | IP | FEBCO | 25 | 805YE | 1545 | BFP001932 | 241-259 Boundary Road Thornlands QLD 4164 | Chittering Valley (WA) Pty Ltd | 31702 | PO Box 43 SYDNEY MARKETS NSW 2129 | CMP | 425143 | Inside flower packing shed on fire hose reel
2017-09-27 | IP | TYCO | 25 | DC | 18058 | BFP001933 | 35-37 Mount Cotton Road Capalaba QLD 4157 | Aldi Foods Pty Limited | 319480 | PO Box 3543 LOGANHOLME QLD 4129 | CMP | 298256 | Under car park left hand side near front stairs
2017-09-27 | IP | TYCO | 25 | DC03 | 60679 | BFP001934 | 35-37 Mount Cotton Road Capalaba QLD 4157 | Aldi Foods Pty Limited | 319480 | PO Box 3543 LOGANHOLME QLD 4129 | CMP | 298256 | Rear of carpark on fire hose reel on right hand side
2017-09-27 | ZP | TYCO | 25 | RP03 | 12788 | BFP001935 | 35-37 Mount Cotton Road Capalaba QLD 4157 | Aldi Foods Pty Limited | 319480 | PO Box 3543 LOGANHOLME QLD 4129 | CMP | 298256 | Right hand side in bin shelter
2017-09-27 | IP | TYCO | 25 | DC03 | 17901 | BFP001936 | 35-37 Mount Cotton Road Capalaba QLD 4157 | Aldi Foods Pty Limited | 319480 | PO Box 3543 LOGANHOLME QLD 4129 | CMP | 298256 | Front left hand side near entry on fire hose reel
2017-09-27 | IP | TYCO | 25 | DC03 | 17567 | BFP001937 | 35-37 Mount Cotton Road Capalaba QLD 4157 | Aldi Foods Pty Limited | 319480 | PO Box 3543 LOGANHOLME QLD 4129 | CMP | 298256 | Right hand rear of sales floor near dairy case
2017-09-27 | ZP | CONBRACO | 20 | 40204A1I | VW862 | BFP001938 | 35-37 Mount Cotton Road Capalaba QLD 4157 | Aldi Foods Pty Limited | 319480 | PO Box 3543 LOGANHOLME QLD 4129 | CMP | 298256 | In loading dock above cleaners sink
2017-09-27 | IP | TYCO | 25 | DC03 | 1234 | BFP001939 | 35-37 Mount Cotton Road Capalaba QLD 4157 | Aldi Foods Pty Limited | 319480 | PO Box 3543 LOGANHOLME QLD 4129 | CMP | 298256 | On fire hose reel in loading dock
2017-08-23 | IP | TYCO | 25 | DC03 | 24870 | BFP001940 | 45 Neumann 45 Neumann Road Capalaba QLD 4157 | Body Corporate For 45 Neumann Road CTS 37690 | 296510 | PO Box 322 SPRINGWOOD QLD 4127 | BC | 324003 | Front centre of building below fire hose reel
2017-08-07 | ZP | TYCO | 20 | DC03 | 24392 | BFP001941 | 45 Neumann 45 Neumann Road Capalaba QLD 4157 | Body Corporate For 45 Neumann Road CTS 37690 | 296510 | PO Box 322 SPRINGWOOD QLD 4127 | BC | 324003 | Left side front of building
2014-08-08 | IP | TYVO | 25 | DC03 | 14875 | BFP001942 | 50-52 Shore Street West Ormiston QLD 4160 | Havenfriend Pty Ltd As Trustee | 1229 | 1-13 Beckwith Street Ormiston QLD 4160 | 0 | 52900 | Right side of rear door in corral
2014-08-08 | CP | TYCO | 25 | RP03 | 17523 | BFP001943 | 50-52 Shore Street West Ormiston QLD 4160 | Havenfriend Pty Ltd As Trustee | 1229 | 1-13 Beckwith Street Ormiston QLD 4160 | 0 | 52900 | Wellington Street footpath next to meter
2014-08-08 | IP | TYCO | 15 | RP03 | 40204 | BFP001944 | 50-52 Shore Street West Ormiston QLD 4160 | Havenfriend Pty Ltd As Trustee | 1229 | C/- L J Hooker Commercial Property Management Team PO Box 772 SPRINGWOOD QLD 4127 | TST | 270223 | Above bucket sump
2014-08-08 | IP | TYCO | 20 | RP03 | 17413 | BFP001945 | 50-52 Shore Street West Ormiston QLD 4160 | Havenfriend Pty Ltd As Trustee | 1229 | 1-13 Beckwith Street Ormiston QLD 4160 | 0 | 52900 | Next to rainwater tank
2017-02-01 | IP | FEBCO | 20 | 805YE | F003908 | BFP001946 | Park View On Queen 67 Queen Street Cleveland QLD 4163 | Body Corporate For Park View On Queen CTS 38200 | 300990 | C/- B & D Body Corporate Management PO Box 539 CLEVELAND QLD 4163 | BC | 328472 | Front of property adjacent to letter box
2017-09-13 | IP | WATTS | 20 | 009MBAUS | 5508 | BFP001947 | 26 Smith Street Capalaba QLD 4157 | Le Tyre Pty Ltd As Trustee | 11795 | 352 Greencamp Road WAKERLEY QLD 4154 | 0 | 107119 | Inside wash bay - LHS at the back
2017-11-03 | ZP | Tyco | 32 | DC03 | 25382 | BFP001948 | 44 Smith Street Capalaba QLD 4157 | Radda (Capalaba) Pty Ltd | 269670 | PO Box 181 CAPALABA QLD 4157 | CMP | 31522 | Front footpath after meter
2017-11-03 | ZP | Tyco | 20 | DC03 | 26108 | BFP001949 | 44 Smith Street Capalaba QLD 4157 | Radda (Capalaba) Pty Ltd | 269670 | 8-10 Vesper Drive NARRE WARREN VIC 3805 | CMP | 294697 | Front garden above org next to driveway
2017-11-02 | ZP | Conbraco | 50 | 40208A11 | SZ213 | BFP001950 | 2-30 Delancey Street Cleveland QLD 4163 | The State Of Qld (Rep By Dept Of Agriculture & Fisheries & Forestry) | 399960 | PO Box 327 CLEVELAND QLD 4163 | 6 | 397121 | Oueensland Crop Development Facility - Near PC2 Entry
2017-09-19 | ZP | WILKINS | 25 | 975 | W182041 | BFP001951 | YMCA Victoria Point 126-128 Link Road Victoria Point QLD 4165 | Young Mens Christian Association Brisbane Incorporated | 259850 | PO Box 669 SPRING HILL QLD 4004 | ASO | 36621 | Pump shed at rear of complex
2016-10-20 | ZP | Conbraco | 40 | 40107A2I | IF515 | BFP001954 | 9-11 India Street Capalaba QLD 4157 | Mr George P Nichols | 266990 | 397 Mount Cotton Road Sheldon QLD 4157 | 0 | 15083 | Right hand side of driveway of Tombo Street
2016-10-20 | ZP | Watts | 25 | 007M1AUSDC | 5779 | BFP001955 | 9-11 India Street Capalaba QLD 4157 | Mr George P Nichols | 266990 | PO Box 181 CAPALABA QLD 4157 | CMP | 31522 | Hose reel in recess right hand side of amenities entry
2016-10-20 | ZP | WATTS | 25 | 0071MAUS | 5718 | BFP001956 | 9-11 India Street Capalaba QLD 4157 | Mr George P Nichols | 266990 | 397 Mount Cotton Road Sheldon QLD 4157 | 0 | 15083 | Hose reel next to roller door India Street side
2016-10-20 | ZP | FEBCO | 25 | 805YE | 1892 | BFP001957 | 9-11 India Street Capalaba QLD 4157 | Mr George P Nichols | 266990 | PO Box 181 CAPALABA QLD 4157 | CMP | 31522 | Hose reel top of stairs
2016-10-20 | ZP | TYCO | 25 | DC03 | 13563 | BFP001958 | 9-11 India Street Capalaba QLD 4157 | Mr George P Nichols | 266990 | 397 Mount Cotton Road Sheldon QLD 4157 | 0 | 15083 | Reception
2017-11-15 | IP | WATTS | 20 | 007M3 | 6089 | BFP001960 | 74 Ebony Crescent Redland Bay QLD 4165 | Mr Graham C Maskell Mrs Kay T Maskell | 286240 | PO Box 7378 REDLAND BAY QLD 4165 | 0 | 308930 | Front right hand side (Underground water tank)
2015-01-14 | ZP | WATTS | 25 | 007M4 | 6554 | BFP001961 | View Point Cleveland 135-139 Shore Street West Cleveland QLD 4163 | Body Corporate For View Point Cleveland CTS 37813 | 300310 | C/- PO Box 743 MORNINGSIDE QLD 4170 | BC | 325527 | Ground floor near bin room fire hose reel
2015-01-14 | ZP | TYCO | 100 | DC03 | 91513 | BFP001962 | View Point Cleveland 135-139 Shore Street West Cleveland QLD 4163 | Body Corporate For View Point Cleveland CTS 37813 | 300310 | C/- PO Box 743 MORNINGSIDE QLD 4170 | BC | 325527 | Basement western end
2015-01-14 | ZP | TYCO | 100 | DC03 | 92079 | BFP001963 | View Point Cleveland 135-139 Shore Street West Cleveland QLD 4163 | Body Corporate For View Point Cleveland CTS 37813 | 300310 | C/- PO Box 743 MORNINGSIDE QLD 4170 | BC | 325527 | Basement western end
2015-01-14 | ZP | WATTS | 50 | 007M1 | 2813 | BFP001964 | View Point Cleveland 135-139 Shore Street West Cleveland QLD 4163 | Body Corporate For View Point Cleveland CTS 37813 | 300310 | C/- PO Box 743 MORNINGSIDE QLD 4170 | BC | 325527 | Basement western end
2015-01-14 | ZP | WATTS | 25 | 007M1 | 13641 | BFP001965 | View Point Cleveland 135-139 Shore Street West Cleveland QLD 4163 | Body Corporate For View Point Cleveland CTS 37813 | 300310 | C/- PO Box 743 MORNINGSIDE QLD 4170 | BC | 325527 | Basement north west corner fire hose reel
2015-01-14 | ZP | CLAVAL | 50 |  | 146 | BFP001966 | View Point Cleveland 135-139 Shore Street West Cleveland QLD 4163 | Body Corporate For View Point Cleveland CTS 37813 | 300310 | C/- PO Box 743 MORNINGSIDE QLD 4170 | BC | 325527 | Basement on ceiling above male toilet
2015-01-14 | ZP | WATTS |  | 25 | 7633 | BFP001967 | View Point Cleveland 135-139 Shore Street West Cleveland QLD 4163 | Body Corporate For View Point Cleveland CTS 37813 | 300310 | C/- PO Box 743 MORNINGSIDE QLD 4170 | BC | 325527 | Basement near toilets fire hose reel
2015-01-14 | ZP | WATTS | 25 | 007M1 | 7702 | BFP001968 | View Point Cleveland 135-139 Shore Street West Cleveland QLD 4163 | Body Corporate For View Point Cleveland CTS 37813 | 300310 | C/- PO Box 743 MORNINGSIDE QLD 4170 | BC | 325527 | Basement exit between shops fire hose reel
2015-01-14 | ZP | CLAVAL | 50 |  | 140 | BFP001969 | View Point Cleveland 135-139 Shore Street West Cleveland QLD 4163 | Body Corporate For View Point Cleveland CTS 37813 | 300310 | C/- PO Box 743 MORNINGSIDE QLD 4170 | BC | 325527 | Store room in basement on ceiling
2015-01-14 | ZP | WATTS | 25 | 007M1 | 6689 | BFP001970 | View Point Cleveland 135-139 Shore Street West Cleveland QLD 4163 | Body Corporate For View Point Cleveland CTS 37813 | 300310 | C/- PO Box 743 MORNINGSIDE QLD 4170 | BC | 325527 | Near ramp to basement fire hose reel
2015-01-14 | ZP | CLAVAL | 50 |  | 177 | BFP001971 | View Point Cleveland 135-139 Shore Street West Cleveland QLD 4163 | Body Corporate For View Point Cleveland CTS 37813 | 300310 | C/- PO Box 743 MORNINGSIDE QLD 4170 | BC | 325527 | Base of ramp
2017-10-04 | ZP | TYCO | 20 | DCV03 | 25219 | BFP001972 | Victoria Point Shores 119-123 Colburn Avenue Victoria Point QLD 4165 | Body Corporate For Victoria Point Shores CTS 37707 | 296720 | C/- Prudential Body Corporate Management Unit 4 1293 Logan Road MOUNT GRAVATT QLD 4122 | BC | 324422 | Rear of shops - Moore Street end on back wall
2017-10-04 | ZP | WATTS | 25 | 007M1 | 7497 | BFP001973 | Victoria Point Shores 119-123 Colburn Avenue Victoria Point QLD 4165 | Body Corporate For Victoria Point Shores CTS 37707 | 296720 | C/- Prudential Body Corporate Management Unit 4 1293 Logan Road MOUNT GRAVATT QLD 4122 | BC | 324422 | On fire hose reel back of shops Moore Street end
2017-10-04 | CP | TYCO | 20 | RPO3 | 23225 | BFP001974 | Victoria Point Shores 119-123 Colburn Avenue Victoria Point QLD 4165 | Body Corporate For Victoria Point Shores CTS 37707 | 296720 | C/- Prudential Body Corporate Management Unit 4 1293 Logan Road MOUNT GRAVATT QLD 4122 | BC | 324422 | Back of shops near grease trap
2017-10-04 | CP | WATTS | 25 | 007M1 | 7558 | BFP001975 | Victoria Point Shores 119-123 Colburn Avenue Victoria Point QLD 4165 | Body Corporate For Victoria Point Shores CTS 37707 | 296720 | C/- Prudential Body Corporate Management Unit 4 1293 Logan Road MOUNT GRAVATT QLD 4122 | BC | 324422 | On fire hose reel upstairs tenancy
2017-10-04 | ZP | WATTS | 25 | 007M1 | 75563 | BFP001976 | Victoria Point Shores 119-123 Colburn Avenue Victoria Point QLD 4165 | Body Corporate For Victoria Point Shores CTS 37707 | 296720 | C/- Prudential Body Corporate Management Unit 4 1293 Logan Road MOUNT GRAVATT QLD 4122 | BC | 324422 | Fire hose reel in walk way between shops
2017-11-17 | IP | TYCO | 25 | DC03 | 26555 | BFP001977 | 51 Neumann Road Capalaba QLD 4157 | J & A Titman Holdings Pty Ltd As Trustee | 269380 | PO Box 181 CAPALABA QLD 4157 | CMP | 31522 | On water supply to fire hose reel internal near access door
2014-01-25 | ZP | TYCO | 16 | RP03 | 20848 | BFP001979 | 22 Wilson Esplanade Redland Bay QLD 4165 | Karam M Kostner & Michelle G Kostner as Trustee | 32542 | C/-MR PAUL GIBSON 21 KINGFISHER STREET ALBANY CREEK QLD 4035 | 0 | 38930 | Rear left hand side of house next to holding tank
2017-03-22 | ZP | Tyco | 25 | RP03 | 51814 | BFP001983 | Cleveland State School 85-103 Queen Street Cleveland QLD 4163 | The State Of Queensland (Represented By Department of Education & Training) | 1830 | PO BOX 194 CLEVELAND QLD 4163 | EDU | 81537 | Pool chemical
2016-08-01 | ZP | TYCO | 20 | RP03 | 26877 | BFP001984 | 22-24 Scarborough Terrace Macleay Island QLD 4184 | Redland City Council Facilities Services | 14681 | PO Box 21 Cleveland QLD 4163 | 5 | 80335 | Backwall of shed near septic tank
2017-08-11 | IP | TYCO | 20 | RP03 | 26894 | BFP001985 | Redlands Blue Care SMBI Respite Centre 32-40 High Central Road Macleay Island QLD 4184 | Redland City Council Sport & Community Facilities Unit | 200357 | PO Box 21 Cleveland QLD 4163 | 5 | 70035 | Near septic system back of building
2017-12-07 | IP | Tyco | 20 | DC03 | 31293 | BFP001986 | Birkdale Ambulance Station 5-9 Napier Street Birkdale QLD 4159 | The State Of Qld Rep By Dept Of Emergency Services | 287980 | Level 2 1191 Logan Road MOUNT GRAVATT QLD 4122 | 6 | 296309 | Left hand internal wall
2017-10-04 | CP | TYCO | 20 | DC03 | 17244 | BFP001987 | Capalaba Hub 178-182 Redland Bay Road Capalaba QLD 4157 | Capalaba Hub The Body Corporate | 284980 | C/- R Matthews & Son Pty Ltd 678 Ipswich Road ANNERLEY QLD 4103 | BC | 305899 | On water supply to hosetap right hand side Steel Street end of complex rear of Unit 7
2017-11-02 | CP | WATTS | 20 | 009M3 | 6211 | BFP001989 | 229 Middle Street Cleveland QLD 4163 | Department Of Housing & Public Works | 1456 | PO BOX 2000 WELLINGTON POINT QLD 4160 | CMP | 234521 | At Rubbish Bin Corral Under Wash Bay
2017-11-15 | IP | TYCO | 25 | DCV09 | 69185 | BFP001990 | Wellington Point State High School 2-34 Badgen Road Wellington Point QLD 4160 | The State Of Queensland (Represented By Department of Education & Training) | 28035 | PO Box 15033 CITY EAST QLD 4002 | 6 | 283868 | South end fire hose reel
2017-11-15 | IP | TYCO | 25 | DCV98 | D21031 | BFP001991 | Wellington Point State High School 2-34 Badgen Road Wellington Point QLD 4160 | The State Of Queensland (Represented By Department of Education & Training) | 28035 | PO Box 15033 CITY EAST QLD 4002 | 6 | 283868 | Fire hose reel outside door N.2
2017-08-25 | ZP | Apollo | 80 | RPAULFA4 | 59088 | BFP001995 | Redlands Baseball Park 20-40 Duncan Road Capalaba QLD 4157 | Redland City Council City Spaces | 34801 | PO Box 21 Cleveland QLD 4163 | 5 | 70036 | In cage outside baseball field on Duncan Road
2015-02-11 | ZP | QLD PLUMBING | 20 | RP1097 | 7241E | BFP001996 | Ross Court 197-203 Bloomfield Street Cleveland QLD 4163 | Parsell Investments Pty Ltd As Trustee | 2732 | C/- L J Hooker Commercial Property Management Team PO Box 772 SPRINGWOOD QLD 4127 | TST | 78287 | Above Hot Water Unit
2016-02-23 | IP | TYCO | 20 | DC03 | 26094 | BFP001999 | 20 Tombo Street Capalaba QLD 4157 | Lanley Holdings Pty Ltd | 276300 | Unit 2/20 Tombo Street Capalaba QLD 4157 | TST | 384858 | Front left next to water meter
2016-02-23 | IP | TYCO | 25 | DC03 | 26796 | BFP002000 | 20 Tombo Street Capalaba QLD 4157 | Lanley Holdings Pty Ltd | 276300 | GPO Box 2606 BRISBANE QLD 4001 | CMP | 440811 | Inside shed two below fire hose reel
2016-02-23 | IP | TYCO | 25 | DC03 | 26786 | BFP002001 | 20 Tombo Street Capalaba QLD 4157 | Lanley Holdings Pty Ltd | 276300 | Unit 2/20 Tombo Street Capalaba QLD 4157 | TST | 384858 | Inside shed 1 below fire hose reel
2017-10-31 | CP | AMES | 100 | 2000SS | 1009390307 | BFP002002 | Mandalay Centre of Care 156-162 Bay Street Cleveland QLD 4163 | Mr Vincent R Schokman Mrs Carol G Schokman | 202001 | 9 WALDO STREET NORMAN PARK QLD 4170 | 0 | 97773 | Inside fence at main entry Bay Street - Sprinkler Service
2017-10-31 | CP | AMES | 100 | 2000SS | 1008830407 | BFP002003 | Mandalay Centre of Care 156-162 Bay Street Cleveland QLD 4163 | Mr Vincent R Schokman Mrs Carol G Schokman | 202001 | 9 WALDO STREET NORMAN PARK QLD 4170 | 0 | 97774 | Inside fence at main entry Bay Street - Hydrant Service
2017-10-31 | CP | WATTS | 20 | 007M3 | 6829 | BFP002004 | Mandalay Centre of Care 156-162 Bay Street Cleveland QLD 4163 | Mr Vincent R Schokman Mrs Carol G Schokman | 202001 | 9 WALDO STREET NORMAN PARK QLD 4170 | 0 | 97773 | By pass meter off Ames 2000ss DCV - Hydrant Service
2017-10-31 | ZP | WATTS | 20 | 860L | H00736 | BFP002005 | Mandalay Centre of Care 156-162 Bay Street Cleveland QLD 4163 | Mr Vincent R Schokman Mrs Carol G Schokman | 202001 | 9 WALDO STREET NORMAN PARK QLD 4170 | 0 | 97774 | Sand filter no potable pump room
2017-09-28 | IP | TYCO | 12 | RP03 | 20809 | BFP002006 | WATERLOO CENTRE 5/21 Waterloo Street Cleveland QLD 4163 | MJ & JO Mylne As Trustees | 56553 | 20 Wentworth Parade BALMORAL QLD 4171 | 0 | 66048 | Sterilisation room
2017-11-28 | IP | Tyco | 25 | DCV98 | D22651 | BFP002007 | Redlands College 36-44 Anson Road Wellington Point QLD 4160 | Redlands Combined Independent College Inc | 27962 | 38 Anson Road Wellington Point QLD 4160 | EDU | 33100 | Right hand side of PE door/rear of Sport Centre storage shed below FHR
2017-01-10 | ZP | Febco | 25 | 850L | 10412 | BFP002008 | 222 Bay View Terraces 222 Thorneside Road Thorneside QLD 4158 | Body Corporate for 222 Bay View Terraces CTS38156 | 301570 | C/- Whittles Strata & Community Title Services PO Box 539 CLEVELAND QLD 4163 | BC | 328461 | In meter box - curb on thorneside road
2014-01-10 | IP | Tyco | 25 | DC03 | 32438 | BFP002011 | Mary Mckillop Catholic Parish Primary School 130-156 Collingwood Road Birkdale QLD 4159 | The Corporation Of The Trustees Of The Roman Catholic Archdiocese Of Brisbane | 43526 | GPO BOX 282 BRISBANE QLD 4001 | 8 | 37993 | Southern wall of building next to GIT (hall)
2015-11-09 | IP | Tyco | 100 | DCD03 | 92379 | BFP002012 | 10-16 Salisbury Street Redland Bay QLD 4165 | No owners recorded | 370630 | C/- Aveo Group GPO Box 2447 BRISBANE QLD 4001 | CMP | 423235 | Beside Water Meter
2015-11-09 | IP | Tyco | 20 | RP03 | 25150 | BFP002013 | 10-16 Salisbury Street Redland Bay QLD 4165 | No owners recorded | 370630 | C/- BDO Business Recovery And Insolvency (Qld) Pty Ltd GPO Box 457 BRISBANE QLD 4001 | CMP | 283239 | Behind bin store in basement
2015-11-09 | IP | Tyco | 20 | DC03 | 26775 | BFP002014 | 10-16 Salisbury Street Redland Bay QLD 4165 | No owners recorded | 370630 | C/- BDO Business Recovery And Insolvency (Qld) Pty Ltd GPO Box 457 BRISBANE QLD 4001 | CMP | 283239 | Beside water meter
2017-02-03 | ZP | TYCO | 20 | RP03 | 161256 | BFP002015 | Redland Museum 60 Smith Street Cleveland QLD 4163 | No owners recorded | 63834 | Redland Museum 60 Smith Street Cleveland QLD 4163 | 5 | 110766 | Black Smith shop
2017-08-08 | IP | Tyco | 15 | RP03 | 29083 | BFP002016 | Council Chambers Building 91-93 Bloomfield Street Cleveland QLD 4163 | Redland City Council As Trustee Facilities Services | 1506 | PO Box 21 Cleveland QLD 4163 | 2 | 116616 | 1st floor cleaners room (001118)
2017-08-08 | IP | Tyco | 15 | RP03 | 29079 | BFP002017 | Council Chambers Building 91-93 Bloomfield Street Cleveland QLD 4163 | Redland City Council As Trustee Facilities Services | 1506 | PO Box 21 Cleveland QLD 4163 | 2 | 116616 | 2nd Floor Cleaners room (001223)
2017-08-08 | IP | Tyco | 15 | RP03 | 25545 | BFP002018 | Cleveland Library Building 21-31 Bloomfield Street Cleveland QLD 4163 | Redland City Council Facilities Services | 1410 | PO Box 21 Cleveland QLD 4163 | 5 | 80335 | Ground Floor cleaners room (002G05)
2017-08-08 | IP | Tyco | 15 | RP03 | 27287 | BFP002019 | Cleveland Library Building 21-31 Bloomfield Street Cleveland QLD 4163 | Redland City Council Facilities Services | 1410 | PO Box 21 Cleveland QLD 4163 | 5 | 80335 | 1st Floor cleaners room (002125)
2015-06-29 | IP | Tyco | 15 | RP03 | 27276 | BFP002020 | Cleveland Library Building 21-31 Bloomfield Street Cleveland QLD 4163 | Redland City Council Facilities Services | 1410 | PO Box 21 Cleveland QLD 4163 | 5 | 80335 | Basement cleaners room 002B02
2010-01-05 | ZP | Watts | 20 | 009MB AUS R/P | 6378 | BFP002021 | Bay View Early Learning Centre 8-10 Mary Street Birkdale QLD 4159 | Hertford Australia Pty Ltd | 5918 | 22 Marram Court Cleveland QLD 4163 | CMP | 268139 | Court yard between buildings A and B
2010-01-05 | ZP | spectra | 20 | D.C.S. | 7 | BFP002022 | Bay View Early Learning Centre 8-10 Mary Street Birkdale QLD 4159 | Hertford Australia Pty Ltd | 5918 | 87 Bancroft Road PINKENBA QLD 4008 | CMP | 110090 | Front right hand side of play area on fence (irrigation)
2010-01-05 | ZP | Watts | 20 | 009MS AUS RP | 5524 | BFP002023 | Bay View Early Learning Centre 8-10 Mary Street Birkdale QLD 4159 | Hertford Australia Pty Ltd | 5918 | 22 Marram Court Cleveland QLD 4163 | CMP | 268139 | Court yard between building A and B
2010-01-05 | IP | Watts | 25 | 007M1 AUS DC | 7218 | BFP002024 | Bay View Early Learning Centre 8-10 Mary Street Birkdale QLD 4159 | Hertford Australia Pty Ltd | 5918 | 87 Bancroft Road PINKENBA QLD 4008 | CMP | 110090 | Fire hose reel
2017-02-10 | IP | Tyco | 20 | DC03 | 27500 | BFP002025 | 1-13 Apricot Place Redland Bay QLD 4165 | Mr Gary A Donaldson Mrs Dianne P Donaldson | 261210 | 1-13 Apricot Place Redland Bay QLD 4165 | 0 | 76641 | On wall LHS of house near water tank for underground water tank
2014-03-24 | ZP | Tyco | 20 | RP03 | 28397 | BFP002026 | 22 Tombo Street Capalaba QLD 4157 | Ivan B G & Carol L M Hayes As Trustees | 276310 | PO Box 181 CAPALABA QLD 4157 | CMP | 31522 | Front of site next to water meter
2014-03-24 | IP | Tyco | 25 | DC03 | 26462 | BFP002027 | 22 Tombo Street Capalaba QLD 4157 | Ivan B G & Carol L M Hayes As Trustees | 276310 | C/- Ray White Commercial Pty Ltd Bayside PO Box 1197 CAPALABA QLD 4157 | TST | 122195 | Front of building below fire hose reel
2015-03-06 | ZP | Tyco | 32 | RP03 | 19511 | BFP002029 | Russell Island Swimming Pool 2-4 Borrows Street Russell Island QLD 4184 | The State Of Queensland (Represented By Department of Education & Training) | 20915 | PO Box 21 Cleveland QLD 4163 | 5 | 70035 | Western end of building outside plant room
2015-03-06 | ZP | Tyco | 32 | RP03 | 19511 | BFP002029 | Russell Island Swimming Pool 2-4 Borrows Street Russell Island QLD 4184 | The State Of Queensland (Represented By Department of Education & Training) | 20915 | PO Box 15033 CITY EAST QLD 4002 | 6 | 283868 | Western end of building outside plant room
2017-11-02 | ZP | Watts | 25 | 007 | 6908 | BFP002030 | 546 Redland Bay Road Alexandra Hills QLD 4161 | Mr Yu K Hsieh Mr Ho H Hsieh Mr Hsin H Hsieh Ms Dawn Hsieh Ms Stacey Hsieh | 303130 | 24 Allamanda Place MOUNT GRAVATT QLD 4122 | 0 | 34504 | On rainbank water device. Beside rain water tank at front of Building
2016-11-03 | ZP | Watts | 25 | 009 | 13605 | BFP002031 | 546 Redland Bay Road Alexandra Hills QLD 4161 | Mr Yu K Hsieh Mr Ho H Hsieh Mr Hsin H Hsieh Ms Dawn Hsieh Ms Stacey Hsieh | 303130 | 67 Taylor Road Thornlands QLD 4164 | 0 | 34508 | Fire Service DCV Beside Water Tank at Front of Building.
2017-11-02 | ZP | Watts | 20 | 007 | 3111 | BFP002032 | 546 Redland Bay Road Alexandra Hills QLD 4161 | Mr Yu K Hsieh Mr Ho H Hsieh Mr Hsin H Hsieh Ms Dawn Hsieh Ms Stacey Hsieh | 303130 | 24 Allamanda Place MOUNT GRAVATT QLD 4122 | 0 | 34504 | At Front Fence Inside Boundary on Irrigation
2017-12-14 | IP | Watts | 20 | 909 | 6500 | BFP002034 | Orchard Beach Foreshore South 52-58 Torquay Road Redland Bay QLD 4165 | Redland City Council As Trustee City Spaces | 203693 | PO Box 21 Cleveland QLD 4163 | 2 | 80336 | Pump Station 138
2014-04-08 | IP | Tyco | 20 | DC03 | 29570 | BFP002035 | 52 Wellesley Street Wellington Point QLD 4160 | Ms Sharon A Riske Mr James V T Dee | 251890 | 52 Wellesley Street Wellington Point QLD 4160 | 0 | 259356 | Right hand side of house, midway down for underground water tank
2016-10-12 | IP | Tyco | 25 | DCV03 | 26458 | BFP002038 | 1-9 Brookvale Drive Victoria Point QLD 4165 | Mr Dharminder Singh Mrs Sheena Singh | 289490 | PO Box 246 CAPALABA QLD 4157 | TST | 315347 | Fire hose reel in hallway
2016-10-12 | ZP | Tyco | 20 | RP03 | 25112 | BFP002039 | 1-9 Brookvale Drive Victoria Point QLD 4165 | Mr Dharminder Singh Mrs Sheena Singh | 289490 | 17 Mako Avenue Birkdale QLD 4159 | 0 | 77839 | Slop sink outside wall
2016-10-25 | IP | Tyco | 100 | DC03 | 91819 | BFP002040 | 4-10 Windemere Road Alexandra Hills QLD 4161 | Goodlife Alex Hills Pty Ltd | 33342 | PO Box 361 MOUNT GRAVATT QLD 4122 | CMP | 257124 | Next to hydrant booster driveway entrance
2016-09-30 | CP | TYCO | 32 | DC03 | 24507 | BFP002043 | Redlands Performing Arts Centre 2-16 Middle Street Cleveland QLD 4163 | Redland City Council As Trustee Redland Performing Arts Centre | 255260 | PO Box 21 Cleveland QLD 4163 | 2 | 81787 | Left hand side of fire booster
2016-09-30 | CP | WILKINS 350 | 100 | 350 | J26482 | BFP002044 | Redlands Performing Arts Centre 2-16 Middle Street Cleveland QLD 4163 | Redland City Council As Trustee Redland Performing Arts Centre | 255260 | PO Box 21 Cleveland QLD 4163 | 2 | 322797 | Front of building next to 50mm meter
2016-09-30 | CP | WILKINS 350 | 100 | 350 | J26240 | BFP002045 | Redlands Performing Arts Centre 2-16 Middle Street Cleveland QLD 4163 | Redland City Council As Trustee Redland Performing Arts Centre | 255260 | PO Box 21 Cleveland QLD 4163 | 2 | 81787 | Front of building next to 50mm meter
2016-09-30 | IP | TYCO | 32 | RP03 | 22998 | BFP002046 | Redlands Performing Arts Centre 2-16 Middle Street Cleveland QLD 4163 | Redland City Council As Trustee Redland Performing Arts Centre | 255260 | PO Box 21 Cleveland QLD 4163 | 2 | 322797 | Behind A/C chiller tank behind building
2017-02-15 | CP | TYCO | 25 | TYCO | 28600 | BFP002047 | Capalaba Park Shopping Centre 7-45 Redland Bay Road Capalaba QLD 4157 | YFG Shopping Centres as Trustee Trondage Enterprises Pty Ltd | 11785 | C/- CAPALABA SHOPPING CENTRE 7-45 REDLAND BAY ROAD CAPALABA QLD 4157 | TST | 77315 | Dry Goods Area- McDonalds
2017-02-20 | IP | FEBCO | 20 | 860L | 4172 | BFP002048 | Alexandra Hills State High School 3-21 Windemere Road Alexandra Hills QLD 4161 | The State Of Queensland (Represented By Department Of Education & Training) | 233450 | PO BOX 234 CAPALABA DC QLD 4157 | EDU | 81501 | Science Block - on outside of western wall
2017-06-02 | ZP | TYCO | 20 | RP03 | 26659 | BFP002049 | 135 South Street Cleveland QLD 4163 | Tasdog Holdings Pty Ltd As Trustee | 3239 | 1 Carnoustie Court Victoria Point QLD 4165 | 0 | 91203 | In hallway cupboard - lower device
2015-02-23 | ZP | TYCO | 20 | RP03 | 26885 | BFP002050 | 135 South Street Cleveland QLD 4163 | Tasdog Holdings Pty Ltd As Trustee | 3239 | PO Box 2641 WELLINGTON POINT QLD 4160 | TST | 283449 | In hallway cupboard
2017-04-21 | CP | WATTS | 32 | 909 | 4102 | BFP002051 | Pump station 141 - 165 South Street Cleveland QLD 4163 | Redland City Council Redland Water Attn: Mgr Treatment Operations (Sewerage) | 203107 | PO Box 21 Cleveland QLD 4163 | 5 | 1498 | Pump Station 141
2017-03-30 | ZP | FEBCO | 20 | 860L | H03940 | BFP002052 | Grant Street Business Centre 7-9 Grant Street Cleveland QLD 4163 | Body Corporate For Grant Street Business Centre CTS 38462 | 302630 | C/- B & D Body Corporate Management PO Box 539 CLEVELAND QLD 4163 | BC | 330911 | On water supply to irrigation & hose tap front garden bed near water meter
2017-05-26 | IP | TYCO | 20 | RP03 | 31181 | BFP002053 | Enterprise Street East 39 Enterprise Street Cleveland QLD 4163 | Body Corporate For Enterprise Street East CTS 38609 | 303760 | C/- B & D Body Corporate Management PO Box 539 CLEVELAND QLD 4163 | BC | 332070 | Front right hand side of site
2017-05-26 | CP | WILKIN | 100 | WILKINS 350 | J27557 | BFP002054 | Enterprise Street East 39 Enterprise Street Cleveland QLD 4163 | Body Corporate For Enterprise Street East CTS 38609 | 303760 | C/- B & D Body Corporate Management PO Box 539 CLEVELAND QLD 4163 | BC | 332070 | Front right had side of site
2014-08-19 | IP | TYCO | 20 | RP03 | 31222 | BFP002055 | Enterprise Street West 41 Enterprise Street Cleveland QLD 4163 | Body Corporate For Enterprise Street West CTS 38610 | 303820 | C/- B & D Body Corporate Management PO Box 539 CLEVELAND QLD 4163 | BC | 332110 | Front left hand side of site
2014-08-19 | CP | WILKIN | 100 | WILKINS 350 | J27545 | BFP002056 | Enterprise Street West 41 Enterprise Street Cleveland QLD 4163 | Body Corporate For Enterprise Street West CTS 38610 | 303820 | C/- B & D Body Corporate Management PO Box 539 CLEVELAND QLD 4163 | BC | 332110 | Front left hand side of site
2017-03-01 | ZP | AMES | 100 | 2000SS | 1010460807 | BFP002059 | 5 Grant Street Cleveland QLD 4163 | Perpetual Trustee Company Limited | 292110 | PO Box 785 SPRING HILL QLD 4004 | CMP | 272120 | External at entrance to premises next to Hydrant/Booster Cabinet
2014-05-19 | ZP | TYCO | 32 | DC03 | 31246 | BFP002060 | 87 Redland Bay Road Capalaba QLD 4157 | GW & S & JW & JD Tyack As Trustees | 11765 | Downunder Superannuation Fund C/- Supercorp Administration P/L PO Box 1300 TOOWONG QLD 4066 | TST | 219321 | Fire Main left hand side building next to roller door
2014-05-19 | ZP | TYCO | 20 | RP03 | 31453 | BFP002061 | 87 Redland Bay Road Capalaba QLD 4157 | GW & S & JW & JD Tyack As Trustees | 11765 | 175 Redland Bay Road Capalaba QLD 4157 | 0 | 14893 | Garden bed in front of building
2015-10-06 |  | Tyco | 25 |  | 19622 | BFP002062 | Redland Hospital 21 Weippin Street Cleveland QLD 4163 | Metro South Hospital And Health Service | 24265 | Redland Hospital Building & Maintenance PO Box 585 CLEVELAND QLD 4163 | 6 | 296855 | Pathology Cleaners Room - Cold Water
2015-10-01 | IP | Tyco | 25 | RP03 | 24881 | BFP002063 | Redland Hospital 21 Weippin Street Cleveland QLD 4163 | Metro South Hospital And Health Service | 24265 | C/- Bayside Health Srv District V Quinlan PO Box 585 CLEVELAND QLD 4163 | 6 | 29488 | Plant Room West Side A & E in Plant Room Hot
2015-10-02 | IP | Tyco | 25 | RP03 | 24565 | BFP002064 | Redland Hospital 21 Weippin Street Cleveland QLD 4163 | Metro South Hospital And Health Service | 24265 | PO Box 4043 EIGHT MILE PLAINS QLD 4113 | HOS | 391096 | A & E Pan Room Valve in Plant Room Cold Water RPZ
2015-10-01 | IP | Tyco | 25 | RP03 | 19491 | BFP002065 | Redland Hospital 21 Weippin Street Cleveland QLD 4163 | Metro South Hospital And Health Service | 24265 | Redland Hospital Building & Maintenance PO Box 585 CLEVELAND QLD 4163 | 6 | 296855 | Dialysis R.O. Plant Room - Hot Water
2015-10-01 | IP | Tyco | 25 | RP03 | 18745 | BFP002066 | Redland Hospital 21 Weippin Street Cleveland QLD 4163 | Metro South Hospital And Health Service | 24265 | C/- Bayside Health Srv District V Quinlan PO Box 585 CLEVELAND QLD 4163 | 6 | 29488 | Dialysis R.O. Plant Room - Cold Water
2015-10-02 | IP | tyco | 32 | RP03 | 21127 | BFP002068 | Redland Hospital 21 Weippin Street Cleveland QLD 4163 | Metro South Hospital And Health Service | 24265 | C/- Bayside Health Srv District V Quinlan PO Box 585 CLEVELAND QLD 4163 | 6 | 29488 | R.O. Plant room Dialysis - Cold Water Supply
2015-10-06 | IP | Tyco | 50 | D603 | 20142 | BFP002069 | Redland Hospital 21 Weippin Street Cleveland QLD 4163 | Metro South Hospital And Health Service | 24265 | C/- Bayside Health Srv District V Quinlan PO Box 585 CLEVELAND QLD 4163 | 6 | 29488 | Plant Room Opposite Dialysis Entry
2011-06-07 | IP | Tyco | 50 | RP03 | 20051 | BFP002070 | Redland Hospital 21 Weippin Street Cleveland QLD 4163 | Metro South Hospital And Health Service | 24265 | Redland Hospital Building & Maintenance PO Box 585 CLEVELAND QLD 4163 | 6 | 296855 | Garden Shed opposite Renal
2015-10-06 | IP | Tyco | 50 | DC03 | 20079 | BFP002071 | Redland Hospital 21 Weippin Street Cleveland QLD 4163 | Metro South Hospital And Health Service | 24265 | C/- Bayside Health Srv District V Quinlan PO Box 585 CLEVELAND QLD 4163 | 6 | 29488 | Plant Room behind A & E Casualty Pan Room
2015-10-06 | IP | Tyco | 50 | DC03 | 20079 | BFP002071 | Redland Hospital 21 Weippin Street Cleveland QLD 4163 | Metro South Hospital And Health Service | 24265 | Redland Hospital Building & Maintenance PO Box 585 CLEVELAND QLD 4163 | 6 | 296855 | Plant Room behind A & E Casualty Pan Room
2015-10-06 | IP | Tyco | 50 | DC03 | 20079 | BFP002071 | Redland Hospital 21 Weippin Street Cleveland QLD 4163 | Metro South Hospital And Health Service | 24265 | PO Box 4043 EIGHT MILE PLAINS QLD 4113 | HOS | 391096 | Plant Room behind A & E Casualty Pan Room
2015-10-01 | ZP | tyco | 25 | RP03 | 30661 | BFP002072 | Redland Hospital 21 Weippin Street Cleveland QLD 4163 | Metro South Hospital And Health Service | 24265 | C/- Bayside Health Srv District V Quinlan PO Box 585 CLEVELAND QLD 4163 | 6 | 29488 | ED Utility Room - Hot Water
2015-10-01 | ZP | Tyco | 25 | RP03 | 30665 | BFP002073 | Redland Hospital 21 Weippin Street Cleveland QLD 4163 | Metro South Hospital And Health Service | 24265 | Redland Hospital Building & Maintenance PO Box 585 CLEVELAND QLD 4163 | 6 | 296855 | ED Utility Room - Cold Water
2015-10-02 |  | Tyco | 25 | RP03 | 20874 | BFP002074 | Redland Hospital 21 Weippin Street Cleveland QLD 4163 | Metro South Hospital And Health Service | 24265 | C/- Bayside Health Srv District V Quinlan PO Box 585 CLEVELAND QLD 4163 | 6 | 29488 | Pathology Cleaners Room - Hot Water
2015-06-23 | IP | FEBCO | 20 | S60L | H03829 | BFP002078 | Weinam Creek New Car Compound 9 Meissner Street Redland Bay QLD 4165 | Redland City Council As Trustee City Infrastructure | 203773 | PO Box 21 Cleveland QLD 4163 | 2 | 111894 | On hose tap behind swith board next to Pump Wells in park
2008-08-01 | IP | TYCO | 15 | RP03 | 29182 | BFP002079 | South Street Depot 199-205 South Street Cleveland QLD 4163 | Redland City Council Facilities Services | 302420 | PO Box 21 Cleveland QLD 4163 | 5 | 80335 | Library Headquarters - South Street- Depot
2008-08-01 | IP | TYCO | 15 | RP03 | 29167 | BFP002080 | South Street Depot 199-205 South Street Cleveland QLD 4163 | Redland City Council Facilities Services | 302420 | PO Box 21 Cleveland QLD 4163 | 5 | 80335 | Foremans Office 003 G22 - South Street- Depot
2015-01-14 | IP | TYCO | 20 | RP03 | 27236 | BFP002081 | View Point Cleveland 135-139 Shore Street West Cleveland QLD 4163 | Body Corporate For View Point Cleveland CTS 37813 | 300310 | C/- PO Box 743 MORNINGSIDE QLD 4170 | BC | 325527 | Down underground carpark ramp - dental studio.
2017-04-20 | IP | FEBCO | 25 | 825Y | 9781 | BFP002083 | Hilliards Creek Corridor - Montgomery Drive 12 Lincoln Close Wellington Point QLD 4160 | Redland City Council Redland Water Attn: Mgr Treatment Operations (Sewerage) | 205742 | PO Box 21 Cleveland QLD 4163 | 5 | 1498 | Pump Station 146
2017-02-10 | CP | TYCO | 100 | RP03 | 92627 | BFP002084 | Thorneside WPCW 220 Quarry Road Thorneside QLD 4158 | Redland City Council Redland Water Attn: Mgr Treatment Operations (Sewerage) | 383660 | PO Box 21 Cleveland QLD 4163 | 5 | 1498 | Thorneside WPCW - next to front gate
2017-11-20 | CP | TYCO | 100 | RP03 | 92435 | BFP002085 | 36 Smith Street Capalaba QLD 4157 | Redland City Council Redland Water Attn: Mgr Treatment Operations (Sewerage) | 320160 | PO Box 21 Cleveland QLD 4163 | 5 | 1498 | Western boundary near shed near water meter
2017-04-20 | IP | TYCO | 25 | RP03 | 33049 | BFP002086 | Pump Station 42 51A-394 Hilliard Street Ormiston QLD 4160 | Redland City Council Redland Water Attn: Mgr Treatment Operations (Sewerage) | 63853 | PO Box 21 Cleveland QLD 4163 | 5 | 1498 | Pump Station 42
2017-04-26 | IP | TYCO | 25 | RP03 | 70264 | BFP002087 | Henry Ziegenfusz Park 143-191 Fitzroy Street Cleveland QLD 4163 | Redland City Council As Trustee City Spaces | 2478 | PO Box 21 Cleveland QLD 4163 | 2 | 80336 | Pump Station 82
2010-07-29 | CP | TYCO | 20 | RPZ03 | 32538 | BFP002092 | 69 Sunningdale Drive 69 Sunningdale Drive Redland Bay QLD 4165 | Body Corporate For 69 Sunningdale Drive CTS 41046 | 316300 | C/- 79 Daleford Way SOUTHERN RIVER WA 6110 | BC | 354031 | Unit 1 - Right hand side of property
2010-07-29 | CP | TYCO | 20 | DCV03 | 32324 | BFP002093 | 69 Sunningdale Drive 69 Sunningdale Drive Redland Bay QLD 4165 | Body Corporate For 69 Sunningdale Drive CTS 41046 | 316300 | C/- 79 Daleford Way SOUTHERN RIVER WA 6110 | BC | 354031 | Unit 2 - Front left hand side of property
2017-11-24 | IP | WATTS | 32 | 007M2AUS | 4430 | BFP002105 | North Stradbroke Hotel - Waves Stradbroke 158-162 Dickson Way Point Lookout QLD 4183 | North Point Holdings No 2 Pty Ltd As Trustee | 295650 | North Stradbroke Hotel 158-172 Dickson Way Point Lookout QLD 4183 | 0 | 5721 | Carpark apartment - stairwell FHR Tower 2
2017-11-24 | IP | watts | 32 | 007M2AUS | 4175 | BFP002106 | North Stradbroke Hotel - Waves Stradbroke 158-162 Dickson Way Point Lookout QLD 4183 | North Point Holdings No 2 Pty Ltd As Trustee | 295650 | Po Box 919 SURFERS PARADISE QLD 4217 | TST | 117271 | Carpark apartments - stairwell FHR Tower 3
2017-11-24 | IP | WATTS | 32 | 007M2AUS | 4160 | BFP002107 | North Stradbroke Hotel - Waves Stradbroke 158-162 Dickson Way Point Lookout QLD 4183 | North Point Holdings No 2 Pty Ltd As Trustee | 295650 | North Stradbroke Hotel 158-172 Dickson Way Point Lookout QLD 4183 | 0 | 5721 | Carpark apartments - stairwell FHR Tower 4 - most southern/western end
2017-11-24 | IP | watts | 32 | 007M2AUS | 4636 | BFP002109 | North Stradbroke Hotel - Waves Stradbroke 158-162 Dickson Way Point Lookout QLD 4183 | North Point Holdings No 2 Pty Ltd As Trustee | 295650 | Po Box 919 SURFERS PARADISE QLD 4217 | TST | 117271 | Opposite bottle shop on concrete pillar
2017-02-15 | ZP | AMMES | 100 | 2000SS | 1027741114 | BFP002110 | 58-68 Delancey Street Ormiston QLD 4160 | Rural Press (Qld) Limited | 1110 | C/- Dtz & Ugl Services GPO Box 2698 CANBERRA CITY ACT 2601 | CMP | 1516 | On water supply to main fire service in paper stock warehouse
2017-02-15 | IP | FEBCO | 20 | 860L | H13291 | BFP002111 | 58-68 Delancey Street Ormiston QLD 4160 | Rural Press (Qld) Limited | 1110 | C/- Dtz & Ugl Services GPO Box 2698 CANBERRA CITY ACT 2601 | CMP | 1516 | On hose tap on roof behind air conditioning units new buildings
2017-04-26 | IP | TYCO | 25 | RP03 | 33881 | BFP002112 | Pump Station 4 Middle Street Cleveland QLD 4163 | Redland City Council As Trustee City Spaces | 1434 | PO Box 21 Cleveland QLD 4163 | 2 | 80336 | Pump Station 4
2017-04-26 | IP | TYCO | 25 | RP03 | 33758 | BFP002113 | Shore Street North Foreshore 175 Shore Street Cleveland QLD 4163 | Redland City Council As Trustee City Spaces | 204762 | PO Box 21 Cleveland QLD 4163 | 2 | 80336 | Pump Station 13
2017-02-05 | IP | TYCO | 25 | RP03 | 90669 | BFP002114 | Pump Station 116 84A-86 Sunshine Drive Cleveland QLD 4163 | Redland City Council Redland Water Attn: Mgr Treatment Operations (Sewerage) | 63859 | PO Box 21 Cleveland QLD 4163 | 5 | 1498 | Pump Station 116
2017-11-02 | IP | Tyco | 25 | RP03 | 33852 | BFP002115 | Pump Station 74 14-16 Masthead Drive Cleveland QLD 4163 | Redland City Council Redland Water Attn: Mgr Treatment Operations (Sewerage) | 55813 | PO Box 21 Cleveland QLD 4163 | 5 | 1498 | Pump Station 74
2017-12-21 | IP | WATTS | 15 | 009AUSRP | 7387 | BFP002116 | Coochie Island Kiosk 22 Victoria Parade South Coochiemudlo Island QLD 4184 | Raymond K & Yvonne M Gibson As Trustee | 3435 | 35 Base Street Victoria Point QLD 4165 | TST | 311160 | On external wall outside kitchen
2016-09-15 | ZP | TYCO | 20 | DC03 | 32692 | BFP002117 | 22 Boat Street 22 Boat Street Victoria Point QLD 4165 | Body Corporate For 22 Boat St Victoria Pt CTS 39087 | 305430 | C/- B & D Body Corporate Management PO Box 539 CLEVELAND QLD 4163 | BC | 335742 | On hose tap and irrigation front left hand side of driveway
2017-09-27 | IP | Conbraco | 20 | 40104T11 | 105800 | BFP002118 | 12 Drovers Place Mount Cotton QLD 4165 | Mr Brian J Hermeston Ms Heather K Yerbury | 291240 | PO Box 5671 GCMC QLD 9726 | CMP | 217644 | On line for rain bank on back wall of house
2017-03-24 | ZP | Tyco | 20 | RP03 | 84937 | BFP002119 | Sylvan Woods Nursing Home 498-500 Old Cleveland Road East Birkdale QLD 4159 | Australian Aged Care (No 2) Pty Limited As Trustee | 26860 | C/- Allity Pty Ltd Level 1, 39 Albany Street CROWS NEST NSW 2065 | TST | 106485 | Weewondilla Pan Room Hot
2017-03-24 | ZP | Valvcheq | 25 | RP03 | 95817 | BFP002120 | Sylvan Woods Nursing Home 498-500 Old Cleveland Road East Birkdale QLD 4159 | Australian Aged Care (No 2) Pty Limited As Trustee | 26860 | C/- Allity Pty Ltd Level 1, 39 Albany Street CROWS NEST NSW 2065 | TST | 106485 | Laundry side wall
2012-10-31 | IP | Tyco | 20 | DC03 | 33665 | BFP002121 | 12 Cowley Street Ormiston QLD 4160 | Mr Simon A K Lawrence Mrs Donna L Lawrence | 293020 | 12 Cowley Street Ormiston QLD 4160 | 0 | 68273 | Back wall of garage (Underground water tank)
2017-09-07 14:03 | IP | Conbraco | 25 | 40105A11 | RJ295 | BFP002126 | 22-48 Hillview Road Mount Cotton QLD 4165 | Golden Cockerel Pty Ltd | 32759 | PO Box 142 Cleveland QLD 4163 | CMP | 39193 | On gantry under fire hose reel before air chill
2012-08-09 | ZP | Tyco | 25 | DC03 | 34168 | BFP002127 | Cleveland Trade Centre 115-119 Russell Street Cleveland QLD 4163 | Body Corporate for Cleveland Trade Centre CTS 39324 | 307010 | C/- Whittles Australia Pty Ltd PO Box 539 CLEVELAND QLD 4163 | BC | 338607 | Front left side of building
2013-08-15 | IP | Tyco | 15 | RP03 | 34004 | BFP002128 | Cleveland Trade Centre 115-119 Russell Street Cleveland QLD 4163 | Body Corporate for Cleveland Trade Centre CTS 39324 | 307010 | C/- Whittles Australia Pty Ltd PO Box 539 CLEVELAND QLD 4163 | BC | 338607 | Back left hand side of boundary
2013-08-15 | ZP | tyco | 25 | DC03 | 31977 | BFP002129 | Cleveland Trade Centre 115-119 Russell Street Cleveland QLD 4163 | Body Corporate for Cleveland Trade Centre CTS 39324 | 307010 | C/- Whittles Australia Pty Ltd PO Box 539 CLEVELAND QLD 4163 | BC | 338607 | Front right side of boundary
2017-09-14 | CP | WATTS | 20 | 007M3 | 4786 | BFP002130 | St Lukes Catholic Parish Primary School 45 Degen Road Capalaba QLD 4157 | The Corporation Of The Trustees Of The Roman Catholic Archdiocese Of Brisbane | 29158 | GPO BOX 282 BRISBANE QLD 4001 | 8 | 37993 | Bin wash down area (rain bank)
2017-09-14 | IP | WATTS | 32 | 007M2 | 5129 | BFP002131 | St Lukes Catholic Parish Primary School 45 Degen Road Capalaba QLD 4157 | The Corporation Of The Trustees Of The Roman Catholic Archdiocese Of Brisbane | 29158 | GPO BOX 282 BRISBANE QLD 4001 | 8 | 37993 | At water meter on Degen Road
2017-05-10 | ZP | Febco | 20 | 806L | H28192 | BFP002132 | Capalaba Place & Library 14-16 Noeleen Street Capalaba QLD 4157 | Redland City Council Facilities Services | 11570 | PO Box 21 Cleveland QLD 4163 | 5 | 70036 | Capalaba Place
2017-05-10 | ZP | Febco | 20 | 806L | H28192 | BFP002132 | Capalaba Place & Library 14-16 Noeleen Street Capalaba QLD 4157 | Redland City Council Facilities Services | 11570 | PO Box 21 Cleveland QLD 4163 | 5 | 80335 | Capalaba Place
2017-09-28 | IP | FEBCO | 20 | 860L | 4125 | BFP002133 | Redlands Sporting Club Inc 327-345 Birkdale Road Wellington Point QLD 4160 | Redlands Sporting Club Inc | 300480 | 20-22 Anson Road Wellington Point QLD 4160 | Sport | 66434 | In cupboard in main kitchen
2017-11-02 | IP | Tyco | 25 | RP03 | 35570 | BFP002134 | Bligh Canal Park 44 Anchorage Drive Cleveland QLD 4163 | Redland City Council As Trustee City Spaces | 42007 | PO Box 21 Cleveland QLD 4163 | 2 | 80336 | Pump Station 75
2017-11-02 | IP | Tyco | 25 | RP03 | 35577 | BFP002135 | Oxley Canal Park 48-58 Masthead Drive Cleveland QLD 4163 | Redland City Council As Trustee City Spaces | 55343 | PO Box 21 Cleveland QLD 4163 | 2 | 80336 | Pump Station 122
2017-11-02 | IP | TYCO | 25 | RP03 | 35360 | BFP002136 | Linear-Rotary Park 3-11 Sommersea Drive Cleveland QLD 4163 | Redland City Council As Trustee City Spaces | 289880 | PO Box 21 Cleveland QLD 4163 | 2 | 80336 | Pump Station 113
2016-10-24 | CP | Tyco | 32 | DC03 | 34766 | BFP002137 | 87-113 King Street Thornlands QLD 4164 | RSL Care Limited | 291780 | Level 3 44 Musk Avenue KELVIN GROVE QLD 4059 | CMP | 238278 | Hot water unit enclosure
2017-11-02 | IP | Wilkins | 40 | 975XL | W257536 | BFP002138 | 546 Redland Bay Road Alexandra Hills QLD 4161 | Mr Yu K Hsieh Mr Ho H Hsieh Mr Hsin H Hsieh Ms Dawn Hsieh Ms Stacey Hsieh | 303130 | 24 Allamanda Place MOUNT GRAVATT QLD 4122 | 0 | 34504 | Front fence inside boundary for irrigation
2017-10-04 | ZP | Tyco | 20 | RP03 | 34461 | BFP002139 | 15 Natasha Street Capalaba QLD 4157 | Sunshine Superannuation Pty Ltd | 276430 | PO Box 2394 MOUNT WAVERLEY VIC 3149 | CMP | 300057 | On water supply to test bench water pump in test room
2017-10-04 | ZP | Tyco | 20 | RP03 | 34962 | BFP002140 | 15 Natasha Street Capalaba QLD 4157 | Sunshine Superannuation Pty Ltd | 276430 | PO Box 181 CAPALABA QLD 4157 | CMP | 31522 | On mains water supply to rainbank diversion valve front LHS of building
2017-10-04 | IP | Tyco | 25 | DC03 | 32328 | BFP002141 | 15 Natasha Street Capalaba QLD 4157 | Sunshine Superannuation Pty Ltd | 276430 | PO Box 2394 MOUNT WAVERLEY VIC 3149 | CMP | 300057 | On water supply to fire hose reel in left hand side unit near access door
2016-11-07 | IP | Watts | 25 | 007M1AUS | 7057 | BFP002142 | 4-10 Windemere Road Alexandra Hills QLD 4161 | Goodlife Alex Hills Pty Ltd | 33342 | 4-10 Windemere Road Alexandra Hills QLD 4161 | CMP | 110529 | Outside main toilets near squash courts
2016-10-25 | IP | Watts | 25 | 007M1AUS | 6988 | BFP002143 | 4-10 Windemere Road Alexandra Hills QLD 4161 | Goodlife Alex Hills Pty Ltd | 33342 | PO Box 361 MOUNT GRAVATT QLD 4122 | CMP | 257124 | On back wall near exit door-Group Training Room
2017-12-21 | IP | Tyco | 25 | RP03 | 34030 | BFP002148 | Pump Station 53 - Noeleen Street Capalaba QLD 4157 | Redland City Council Redland Water Attn: Mgr Treatment Operations (Sewerage) | 55569 | PO Box 21 Cleveland QLD 4163 | 5 | 1498 | Pump Station 53
2017-12-20 | IP | Tyco | 25 | RP03 | 35902 | BFP002149 | John Frederick Park 126 Old Cleveland Road Capalaba QLD 4157 | Redland City Council City Spaces | 328120 | PO Box 21 Cleveland QLD 4163 | 5 | 70036 | Pump Station 25 (Banfield Lane)
2015-04-03 | IP | Watts | 25 | 200B | 1293 | BFP002150 | 23-39 Benfer Road Victoria Point QLD 4165 | The Corporation Of The Trustees Of The Roman Catholic Archdiocese Of Brisbane | 43797 | GPO BOX 282 BRISBANE QLD 4001 | 8 | 37993 | Behind two storey Teaching block for Dental Van
2016-11-01 | IP | Tyco | 20 | DC03 | 36327 | BFP002151 | 24 Island Street 24 Island Street Cleveland QLD 4163 | Body Corporate For 24 Island Street CTS 39666 | 309300 | PO Box 539 CLEVELAND QLD 4163 | BC | 339613 | On rear wall Unit 1
2016-11-01 | IP | Tyco | 20 | DC03 | 36306 | BFP002152 | 24 Island Street 24 Island Street Cleveland QLD 4163 | Body Corporate For 24 Island Street CTS 39666 | 309300 | PO Box 539 CLEVELAND QLD 4163 | BC | 339613 | On rear wall Unit 2
2016-11-01 | IP | Tyco | 20 | DC03 | 36288 | BFP002153 | 24 Island Street 24 Island Street Cleveland QLD 4163 | Body Corporate For 24 Island Street CTS 39666 | 309300 | PO Box 539 CLEVELAND QLD 4163 | BC | 339613 | On rear wall Unit 3
2016-11-01 | IP | Tyco | 20 | DC03 | 36302 | BFP002154 | 24 Island Street 24 Island Street Cleveland QLD 4163 | Body Corporate For 24 Island Street CTS 39666 | 309300 | PO Box 539 CLEVELAND QLD 4163 | BC | 339613 | On rear wall Unit 4
2017-09-19 | IP | TYCO | 100 | DCDA03 | 92531 | BFP002156 | YMCA Victoria Point 126-128 Link Road Victoria Point QLD 4165 | Young Mens Christian Association Brisbane Incorporated | 259850 | PO Box 669 SPRING HILL QLD 4004 | ASO | 36621 | Right hand front corner beside swimming pool
2013-12-04 | IP | TYCO | 100 | DCDA03 | SCDA03 | BFP002157 | YMCA Victoria Point 126-128 Link Road Victoria Point QLD 4165 | Young Mens Christian Association Brisbane Incorporated | 259850 | PO Box 669 SPRING HILL QLD 4004 | ASO | 36621 | In alcove left side of driveway of first learning center link road
2017-07-22 | CP | FEBCO | 25 | 850L | H01751 | BFP002160 | Capalaba Park Shopping Centre 7-45 Redland Bay Road Capalaba QLD 4157 | YFG Shopping Centres as Trustee Trondage Enterprises Pty Ltd | 11785 | C/- CAPALABA SHOPPING CENTRE 7-45 REDLAND BAY ROAD CAPALABA QLD 4157 | TST | 77315 | FHR behind deli cold room door - Woolworths
2013-07-31 | IP | FEBCO | 25 | 850L | H01259 | BFP002161 | 100-102 Donald Road Redland Bay QLD 4165 | No owners recorded | 298530 | PO Box 3753 LOGANHOLME QLD 4129 | CMP | 32306 | Entry to undercover carpark on fire hose reel
2013-07-31 | IP | FEBCO | 25 | 850L | H01349 | BFP002162 | 100-102 Donald Road Redland Bay QLD 4165 | No owners recorded | 298530 | 95 Masthead Drive Cleveland QLD 4163 | TST | 326253 | Eastern wall of shops (back) on fire hose reel
2013-07-31 | IP | FEBCO | 20 | 850L | H00413 | BFP002163 | 100-102 Donald Road Redland Bay QLD 4165 | No owners recorded | 298530 | PO Box 3753 LOGANHOLME QLD 4129 | CMP | 32306 | Outside carpark for car wash bay
2013-07-31 | IP | FEBCO | 20 | 850L | H03014 | BFP002164 | 100-102 Donald Road Redland Bay QLD 4165 | No owners recorded | 298530 | 95 Masthead Drive Cleveland QLD 4163 | TST | 326253 | Rear of undercover carpark behind rainwater tanks
2014-11-06 | ZP | Combarco | 32 | 40106A21 | AP211 | BFP002165 | 94-96 Beveridge Road Thornlands QLD 4164 | Amcaf Pty Ltd | 30480 | 29 Tipuana Drive Capalaba QLD 4157 | CMP | 70221 | On wall of second shed next to fire hose reel
2017-11-22 | IP | Tyco | 25 | RP03 | 35984 | BFP002166 | Pump Station 40 49A Main Road Wellington Point QLD 4160 | Redland City Council Redland Water Attn: Mgr Treatment Operations (Sewerage) | 55568 | PO Box 21 Cleveland QLD 4163 | 5 | 1498 | Pump Station 40
2017-11-22 | IP | Tyco | 25 | RP03 | 35954 | BFP002167 | Pump Station 35 327A-345 Birkdale Road Wellington Point QLD 4160 | Redland City Council Redland Water Attn: Mgr Treatment Operations (Sewerage) | 63844 | PO Box 21 Cleveland QLD 4163 | 5 | 1498 | Pump Station 35 - Switchboard room
2015-10-27 | IP | Watts | 20 | 009M3-AUS | 5813 | BFP002168 | Pump Station 35 327A-345 Birkdale Road Wellington Point QLD 4160 | Redland City Council Redland Water Attn: Mgr Treatment Operations (Sewerage) | 63844 | PO Box 21 Cleveland QLD 4163 | 5 | 1498 | Pump Station 35 - Ferric Chloride dosing room
2017-12-14 | IP | TYCO | 25 | DC03 | 35016 | BFP002170 | 11-13 Tombo Street Capalaba QLD 4157 | Mr Nicholas J Nichols Mrs Donna I Nichols | 276350 | PO Box 181 CAPALABA QLD 4157 | CMP | 31522 | Left hand side unit on fire hose reel inside under stairwell
2017-12-14 | IP | COMBRACO | 25 | 40105T1I | 906 | BFP002171 | 11-13 Tombo Street Capalaba QLD 4157 | Mr Nicholas J Nichols Mrs Donna I Nichols | 276350 | 11 Bay Crest Place Thornlands QLD 4164 | 0 | 14184 | Right hand side unit on firehose reel under stairwell
2016-10-25 | IP | Febco | 20 | 860L | H27772 | BFP002172 | Capalaba Central Shopping Centre 38-62 Moreton Bay Road Capalaba QLD 4157 | Shayher Alliance Pty Limited As Trustee | 54896 | PO Box 683 CAPALABA QLD 4157 | CMP | 103277 | On wall near grease trap at back of loading dock
2016-11-03 | IP | Watts | 25 | 009-AUS | 14485 | BFP002173 | Capalaba Central Shopping Centre 38-62 Moreton Bay Road Capalaba QLD 4157 | Shayher Alliance Pty Limited As Trustee | 54896 | C/- Wynnum Retail Management Pty Ltd PO Box 683 CAPALABA QLD 4157 | TST | 426023 | In upstairs plant room (on platform external Cinema L1)
2016-10-27 | IP | TYCO | 80 | RP03 | 92297 | BFP002174 | Capalaba Central Shopping Centre 38-62 Moreton Bay Road Capalaba QLD 4157 | Shayher Alliance Pty Limited As Trustee | 54896 | PO Box 683 CAPALABA QLD 4157 | CMP | 103277 | On roof at plant room west side loading dock
2016-10-25 | IP | Febco | 20 | 860L | H06099 | BFP002175 | Capalaba Central Shopping Centre 38-62 Moreton Bay Road Capalaba QLD 4157 | Shayher Alliance Pty Limited As Trustee | 54896 | C/- Wynnum Retail Management Pty Ltd PO Box 683 CAPALABA QLD 4157 | TST | 426023 | Loading dock behind cinema
2016-10-18 | ZP | Tyco | 100 | DC03 | 92706 | BFP002176 | Euro Business Park 40-46 Weippin Street Cleveland QLD 4163 | Body Corporate For Euro Business Park CTS 35475 | 311390 | C/- Teys (Cleveland) Pty Ltd PO Box 539 CLEVELAND QLD 4163 | BC | 296942 | Front property boundary in garden bed adjacent to water meter
2016-10-18 | IP | Watts | 15 | 009-US | 6662 | BFP002177 | Euro Business Park 40-46 Weippin Street Cleveland QLD 4163 | Body Corporate For Euro Business Park CTS 35475 | 311390 | C/- Teys (Cleveland) Pty Ltd PO Box 539 CLEVELAND QLD 4163 | BC | 296942 | Front left hand corner of property in garden bed
2017-08-10 | IP | Watts | 20 | 009M3 | 8148 | BFP002178 | Norm Price Park - Redland Showgrounds 44 Smith Street Cleveland QLD 4163 | Redland City Council As Trustee Sport & Community Facilities Unit | 353100 | PO Box 21 Cleveland QLD 4163 | 2 | 81787 | On mains water supply to rainbank diversion switch under rear of building
2016-11-25 | IP | Febco | 25 | 850L | H02602 | BFP002180 | 87-113 King Street Thornlands QLD 4164 | RSL Care Limited | 291780 | Level 3 44 Musk Avenue KELVIN GROVE QLD 4059 | CMP | 238278 | Fire hose reel cabinet front entrance - Recreational Bay Club
2017-08-29 | CP | Tyco | 100 | DCDA03 | 91676 | BFP002181 | RSL Services Club 206-210 Middle Street Cleveland QLD 4163 | Returned & Services League Of Australia (Qld Branch) | 1444 | PO Box 1228 CLEVELAND QLD 4163 | TST | 221220 | Left side of Booster on Fire Mains
2017-08-29 | ZP | Wilkins | 20 | 375rp | A011780 | BFP002182 | RSL Services Club 206-210 Middle Street Cleveland QLD 4163 | Returned & Services League Of Australia (Qld Branch) | 1444 | PO BOX 1228 CLEVELAND QLD 4163 | ASO | 222557 | On roof next to air conditioning cooling tower
2017-08-29 | CP | Tyco | 20 | DC03 | 22186 | BFP002183 | RSL Services Club 206-210 Middle Street Cleveland QLD 4163 | Returned & Services League Of Australia (Qld Branch) | 1444 | PO Box 1228 CLEVELAND QLD 4163 | TST | 221220 | Left side of fire pump shed front boundary
2017-06-19 | CP | ValveCheq | 100 | DC03 | 105741 | BFP002184 | 179-185 Gramzow Road Mount Cotton QLD 4165 | Queensland Bulk Water Supply Authority Trading As SEQ Water | 308380 | PO Box 663 Carlton South VIC 3053 | CMP | 39240 | Left hand side of driveway at entrance - Water Supply for Fire System
2017-06-19 | CP | PENTAIR | 100 | RP03 | 105746 | BFP002185 | 179-185 Gramzow Road Mount Cotton QLD 4165 | Queensland Bulk Water Supply Authority Trading As SEQ Water | 308380 | PO Box 15009 CITY EAST QLD 4002 | 6 | 305564 | Left hand side of driveway at entrance - Water main inlet (Potable water)
2017-06-19 | IP | Valvcheq | 25 | RP03 | 91880 | BFP002186 | 179-185 Gramzow Road Mount Cotton QLD 4165 | Queensland Bulk Water Supply Authority Trading As SEQ Water | 308380 | PO Box 663 Carlton South VIC 3053 | CMP | 39240 | Hose tap for septic tank wash down area
2017-06-19 | ZP | TYCO | 50 | RP03 | 51196 | BFP002187 | 179-185 Gramzow Road Mount Cotton QLD 4165 | Queensland Bulk Water Supply Authority Trading As SEQ Water | 308380 | PO Box 15009 CITY EAST QLD 4002 | 6 | 305564 | Rear wall of chemical plant
2017-06-19 | ZP | FEBCO | 50 | 860L | 6710 | BFP002188 | 179-185 Gramzow Road Mount Cotton QLD 4165 | Queensland Bulk Water Supply Authority Trading As SEQ Water | 308380 | PO Box 663 Carlton South VIC 3053 | CMP | 39240 | Rear wall of chemical plant - Water supply for safety show
2017-06-19 | ZP | TYCO | 25 | RPZ03 | 34486 | BFP002189 | 179-185 Gramzow Road Mount Cotton QLD 4165 | Queensland Bulk Water Supply Authority Trading As SEQ Water | 308380 | PO Box 15009 CITY EAST QLD 4002 | 6 | 305564 | Rear wall of chemical building
2017-06-19 | ZP | TYCO | 25 | RP03 | 34619 | BFP002190 | 179-185 Gramzow Road Mount Cotton QLD 4165 | Queensland Bulk Water Supply Authority Trading As SEQ Water | 308380 | PO Box 663 Carlton South VIC 3053 | CMP | 39240 | Wash down bay in pump station
2017-11-30 | IP | TYCO | 20 | RP03 | 35314 | BFP002192 | Mooloomba Road Point Lookout QLD 4183 | Redland City Council As Trustee City Spaces | 33191 | PO Box 21 Cleveland QLD 4163 | 2 | 80336 | Pump Station156
2011-03-24 | IP | COMBRACO | 20 | 40204A1I | SY035 | BFP002193 | Mooloomba Road Point Lookout QLD 4183 | Redland City Council As Trustee City Spaces | 33191 | PO Box 21 Cleveland QLD 4163 | 2 | 305496 | Pump Station 69 - attached to RA000250
2011-06-07 | IP | Watts | 20 | RPZ009M3 | 24881 | BFP002194 | Redland Hospital 21 Weippin Street Cleveland QLD 4163 | Metro South Hospital And Health Service | 24265 | C/- Bayside Health Srv District V Quinlan PO Box 585 CLEVELAND QLD 4163 | 6 | 29488 | Plant Room West Side A&E in Plant Room Hot Water
2017-01-23 | ZP | TYCO | 150 | DCDA03 | 192844 | BFP002195 | Mount Cotton State School 1246-1264 Mount Cotton Road Mount Cotton QLD 4165 | The State Of Queensland (Represented By Department Of Education & Training) | 233150 | PO Box 15033 CITY EAST QLD 4002 | 6 | 364841 | On fire line inside school property on Sanctuary Drive
2018-01-15 | ZP | TYCO | 20 | DC03 | 36638 | BFP002196 | Mount Cotton State School 1246-1264 Mount Cotton Road Mount Cotton QLD 4165 | The State Of Queensland (Represented By Department Of Education & Training) | 233150 | 1246-1264 Mount Cotton Road Mount Cotton QLD 4165 | EDU | 81547 | Detectable meter on fire service line in school off Sanctuary Drive
2017-07-04 | IP | VALVCHEQ | 20 | RP03 | 160969 | BFP002198 | 15-19 Napier Street Birkdale QLD 4159 | Department Of Housing & Public Works | 413 | GPO Box 690 BRISBANE QLD 4001 | 6 | 476 | Back right hand corner on hose tap in bin wash area
2018-01-15 | IP | Watts | 25 | 009-AUS | 14087 | BFP002199 | 96 Old Cleveland Road Capalaba QLD 4157 | Jandee Investments Pty Ltd Stynes Enterprises Pty Ltd | 269420 | PO Box 21 Cleveland QLD 4163 | 5 | 70035 | To irrigation system in hot water system area
2018-01-15 | IP | Watts | 25 | 007m1-AUS | 8353 | BFP002200 | 96 Old Cleveland Road Capalaba QLD 4157 | Jandee Investments Pty Ltd Stynes Enterprises Pty Ltd | 269420 | PO Box 88 CAPALABA QLD 4157 | CMP | 287541 | On pump system in hot water system area
2018-01-15 | IP | Watt | 20 | 009M3-US | 9755 | BFP002201 | 96 Old Cleveland Road Capalaba QLD 4157 | Jandee Investments Pty Ltd Stynes Enterprises Pty Ltd | 269420 | PO Box 21 Cleveland QLD 4163 | 5 | 70035 | To hose taps in hot water system area
2015-05-21 | CP | WATTS | 25 | 009AUSRP | 14672 | BFP002202 | Faith Lutheran College Redlands 1-15 Beveridge Road Thornlands QLD 4164 | Lutheran Church Of Australia Queensland District | 307300 | PO Box 5257 VICTORIA POINT QLD 4165 | 8 | 2550 | In duct behind female toilets block (Bottom Device) Bore
2015-05-21 | CP | WATTS | 25 | 009AUSRP | 13074 | BFP002203 | Faith Lutheran College Redlands 1-15 Beveridge Road Thornlands QLD 4164 | Lutheran Church Of Australia Queensland District | 307300 | PO Box 5257 VICTORIA POINT QLD 4165 | 8 | 2550 | In duct behind female toilets block (Top Device) Potable
2015-05-21 | CP | WATTTS | 25 | 009AUSRP | 14684 | BFP002204 | Faith Lutheran College Redlands 1-15 Beveridge Road Thornlands QLD 4164 | Lutheran Church Of Australia Queensland District | 307300 | PO Box 5257 VICTORIA POINT QLD 4165 | 8 | 2550 | In duct behind male toilets block (Top Device) Potable
2015-05-21 | CP | WATTS | 25 | 009AUSRP | 14702 | BFP002205 | Faith Lutheran College Redlands 1-15 Beveridge Road Thornlands QLD 4164 | Lutheran Church Of Australia Queensland District | 307300 | PO Box 5257 VICTORIA POINT QLD 4165 | 8 | 2550 | In duct behind male toilets block (Bottom Device) Bore
2015-05-18 | ZP | TYCO | 40 | DC03 | 30536 | BFP002206 | Faith Lutheran College Redlands 1-15 Beveridge Road Thornlands QLD 4164 | Lutheran Church Of Australia Queensland District | 307300 | PO Box 5257 VICTORIA POINT QLD 4165 | 8 | 2550 | Back left hand corner of building (cover over) in compound with hot water system
2016-05-23 | ZP | TYCO | 150 | DCDA03 | 92967 | BFP002207 | 160 Redland Bay Road Capalaba QLD 4157 | G C 8 Pty Ltd | 310050 | PO Box 591 CAPALABA QLD 4157 | CMP | 14877 | Left hand side of driveway Hook Street next to water meter - Hudson Building
2016-04-20 | ZP | WILKINS | 32 | 950XL | H344840 | BFP002208 | 160 Redland Bay Road Capalaba QLD 4157 | G C 8 Pty Ltd | 310050 | PO Box 591 CAPALABA QLD 4157 | CMP | 14877 | Hook Street entrance front right hand side of building external on fire service line - Hudson Building
2015-02-02 | ZP | TYCO | 20 | DC03 | 36808 | BFP002209 | 160 Redland Bay Road Capalaba QLD 4157 | G C 8 Pty Ltd | 310050 | PO Box 591 CAPALABA QLD 4157 | CMP | 14877 | On bypass on main 150mm DCV left hand side of driveway Hook Street - Hudson Building
2017-12-15 | IP | TYCO | 20 | RP03 | 95519 | BFP002210 | Pump Well 4 326-344 Victoria Parade South Coochiemudlo Island QLD 4184 | Redland City Council Redland Water Attn: Mgr Treatment Operations (Sewerage) | 285060 | PO Box 21 Cleveland QLD 4163 | 5 | 1498 | Pump Station 154
2017-12-15 | ZP | TYCO | 25 | RP03 | 15428 | BFP002211 | Pump Well 4 326-344 Victoria Parade South Coochiemudlo Island QLD 4184 | Redland City Council Redland Water Attn: Mgr Treatment Operations (Sewerage) | 285060 | PO Box 21 Cleveland QLD 4163 | 5 | 1498 | Pump Station 153
2017-12-15 | IP | TYCO | 25 | RP03 | 15437 | BFP002212 | Pump Well 4 326-344 Victoria Parade South Coochiemudlo Island QLD 4184 | Redland City Council Redland Water Attn: Mgr Treatment Operations (Sewerage) | 285060 | PO Box 21 Cleveland QLD 4163 | 5 | 1498 | Pump Station 152
2017-02-07 | ZP | TYCO | 25 | RP03 | 15462 | BFP002213 | Pump Well 4 326-344 Victoria Parade South Coochiemudlo Island QLD 4184 | Redland City Council Redland Water Attn: Mgr Treatment Operations (Sewerage) | 285060 | PO Box 21 Cleveland QLD 4163 | 5 | 1498 | Pump Station 155
2015-04-21 | ZP | FEBCO | 15 | 860L | 6196 | BFP002214 | Capalaba Central Shopping Centre 38-62 Moreton Bay Road Capalaba QLD 4157 | Shayher Alliance Pty Limited As Trustee | 54896 | C/- Wynnum Retail Management Pty Ltd PO Box 683 CAPALABA QLD 4157 | TST | 426023 | Located in storage area of shop - Hot water supply - Shop 97A
2015-04-21 | ZP | FEBCO | 20 | 860L | 6136 | BFP002215 | Capalaba Central Shopping Centre 38-62 Moreton Bay Road Capalaba QLD 4157 | Shayher Alliance Pty Limited As Trustee | 54896 | PO Box 683 CAPALABA QLD 4157 | CMP | 103277 | Located in storage area of shop - Cold Water Supply -Shop 97A
2016-10-18 | ZP | TYCO | 20 | RP03 | 7301 | BFP002216 | Euro Business Park 40-46 Weippin Street Cleveland QLD 4163 | Body Corporate For Euro Business Park CTS 35475 | 311390 | C/- Teys (Cleveland) Pty Ltd PO Box 539 CLEVELAND QLD 4163 | BC | 296942 | Right hand side of building on wall
2018-01-15 | IP | FEBCO | 20 | 860L | 602 | BFP002219 | Mount Cotton State School 1246-1264 Mount Cotton Road Mount Cotton QLD 4165 | The State Of Queensland (Represented By Department Of Education & Training) | 233150 | 1246-1264 Mount Cotton Road Mount Cotton QLD 4165 | EDU | 81547 | Right hand side of new prep in box
2015-06-10 | ZP | TYCO | 150 | DCDA02 | 92888 | BFP002220 | 30-32 Cypress Street Redland Bay QLD 4165 | Perpetual Corporate Trust Ltd | 299330 | PO Box 299 SANCTUARY COVE QLD 4212 | CMP | 430405 | Next to booster cabinet right hand side of upper carpark entry
2015-06-10 | ZP | AMES | 150 | 2000055 | 1012510308 | BFP002221 | 30-32 Cypress Street Redland Bay QLD 4165 | Perpetual Corporate Trust Ltd | 299330 | C/- PJA Property Management PO Box 6219 UPPER MOUNT GRAVATT QLD 4122 | TST | 328537 | Behind booster cabinet in front garden bed
2015-06-10 | ZP | AMES | 100 | 400055 | 1003430406 | BFP002222 | 30-32 Cypress Street Redland Bay QLD 4165 | Perpetual Corporate Trust Ltd | 299330 | PO Box 299 SANCTUARY COVE QLD 4212 | CMP | 430405 | Behind booster cabinet in front
2015-06-10 | ZP | TYCO | 50 | DC03 | 34752 | BFP002223 | 30-32 Cypress Street Redland Bay QLD 4165 | Perpetual Corporate Trust Ltd | 299330 | C/- PJA Property Management PO Box 6219 UPPER MOUNT GRAVATT QLD 4122 | TST | 328537 | Next to booster cabinet right hand side of upper carpark entry
2015-06-10 | ZP | WATTS | 20 | 009M3 | 8635 | BFP002224 | 30-32 Cypress Street Redland Bay QLD 4165 | Perpetual Corporate Trust Ltd | 299330 | PO Box 299 SANCTUARY COVE QLD 4212 | CMP | 430405 | On hose tap in underground carpark opposite entry
2015-06-10 | ZP | FEBCO | 25 | 860L | 28910 | BFP002225 | 30-32 Cypress Street Redland Bay QLD 4165 | Perpetual Corporate Trust Ltd | 299330 | C/- PJA Property Management PO Box 6219 UPPER MOUNT GRAVATT QLD 4122 | TST | 328537 | On fire hose reel next to delivery door rear of IGA Store
2015-06-10 | ZP | FEBCO | 25 | 860L | 1904 | BFP002226 | 30-32 Cypress Street Redland Bay QLD 4165 | Perpetual Corporate Trust Ltd | 299330 | PO Box 299 SANCTUARY COVE QLD 4212 | CMP | 430405 | Inside underground carpark right hand side of entry door on fire hose reel
2015-06-10 | ZP | WATTS | 20 | 009M3 | 8088 | BFP002227 | 30-32 Cypress Street Redland Bay QLD 4165 | Perpetual Corporate Trust Ltd | 299330 | C/- PJA Property Management PO Box 6219 UPPER MOUNT GRAVATT QLD 4122 | TST | 328537 | Behind chicken cooker in IGA Store
2017-01-30 | ZP | FEBCO | 15 | 825Y | 204 | BFP002228 | Macleay Island State School 145-155 High Central Road Macleay Island QLD 4184 | The State Of Queensland (Represented By Department of Education & Training) | 202743 | PO Box 15033 CITY EAST QLD 4002 | 6 | 283868 | Canteen - side wall
2016-04-13 | IP | CONBRACO | 25 | 40105T1 | 06146M | BFP002232 | Unnamed Street NORTH STRADBROKE ISLAND QLD 4183 | Queensland Bulk Water Supply Authority Trading As SEQ Water | 49170 | PO Box 21 Cleveland QLD 4163 | 2 | 91642 | Alum dosing bunded area fire hose reel
2016-04-13 | IP | CONBRACO | 25 | 40105T1 | 06146M | BFP002232 | Unnamed Street NORTH STRADBROKE ISLAND QLD 4183 | Queensland Bulk Water Supply Authority Trading As SEQ Water | 49170 | PO Box 328 IPSWICH QLD 4305 | CMP | 335800 | Alum dosing bunded area fire hose reel
2016-04-13 | ZP | CONBRACO | 40 | 40206T11 | 176919 | BFP002233 | Unnamed Street NORTH STRADBROKE ISLAND QLD 4183 | Queensland Bulk Water Supply Authority Trading As SEQ Water | 49170 | PO Box 21 Cleveland QLD 4163 | 2 | 91642 | Poly Dosing
2016-04-13 | ZP | Febco | 25 | 360L | 5244 | BFP002234 | Unnamed Street NORTH STRADBROKE ISLAND QLD 4183 | Queensland Bulk Water Supply Authority Trading As SEQ Water | 49170 | PO Box 328 IPSWICH QLD 4305 | CMP | 335800 | Poly Dosing
2017-06-14 | IP | TYCO | 15 | RP03 | 27571 | BFP002236 | Alexandra Hills Shopping Centre 71 Cambridge Drive Alexandra Hills QLD 4161 | Blau Holdings Pty Ltd As Trustee Rakio Pty Ltd As Trustee | 387010 | C/- Mr George Blau 50 Rosemont Avenue CAULFIELD NORTH VIC 3161 | TST | 341706 | Back of Red Rooster bin area
2017-06-14 | IP | TYCO | 15 | RP03 | 27571 | BFP002236 | Alexandra Hills Shopping Centre 71 Cambridge Drive Alexandra Hills QLD 4161 | Blau Holdings Pty Ltd As Trustee Rakio Pty Ltd As Trustee | 387010 | C/-Centre Mgr Alex Hills Shopctr Cnr Finucane Rd & Cambridge Dr ALEXANDRA HILLS QLD 4161 | TST | 341708 | Back of Red Rooster bin area
2017-04-13 | IP | TYCO | 25 | DC03 | 38235 | BFP002237 | 17 Hook Street 17 Hook Street Capalaba QLD 4157 | Body Corporate for 17 Hook Street CTS 39699 | 309980 | C/- B & D Body Corporate Management PO Box 539 CLEVELAND QLD 4163 | BC | 340127 | On water supply to fire hose reel left hand side unit in warehouse near exit door
2017-04-03 | IP | TYCO | 25 | DC03 | 38612 | BFP002238 | 17 Hook Street 17 Hook Street Capalaba QLD 4157 | Body Corporate for 17 Hook Street CTS 39699 | 309980 | C/- B & D Body Corporate Management PO Box 539 CLEVELAND QLD 4163 | BC | 340127 | On water supply to fire hose reel right hand side unit in office near front door
2017-05-15 | IP | Tyco | 25 |  | 64805 | BFP002239 | 27 Smith Street Capalaba QLD 4157 | Zonepine Pty Ltd As Trustee | 11800 | 22 Headsail Court Currumbin Waters QLD 4223 | 0 | 14998 | In fire box on front boundary (#previously Serial No. 142067)
2017-08-31 | ZP | Watts | 32 | 9 | 3747 | BFP002240 | Finlandia Village Rest Home 337-341 Redland Bay Road Thornlands QLD 4164 | Australian Finnish Rest Home Association | 201284 | Finlandia Village Rest Home 337-341 Redland Bay Road Thornlands QLD 4164 | ASO | 37926 | Laundry outside wall
2017-03-22 | ZP | Wilkins | 50 | 975XL | 2672482 | BFP002241 | Cleveland State School 85-103 Queen Street Cleveland QLD 4163 | The State Of Queensland (Represented By Department of Education & Training) | 1830 | PO Box 15033 CITY EAST QLD 4002 | 6 | 283868 | Through double gates past groundmans sheds back of classroom near oval
2017-11-22 | IP | Tyco | 25 | RP03 | 39541 | BFP002245 | Glen Road Park 16 Beachside Court Victoria Point QLD 4165 | Redland City Council City Spaces | 52139 | PO Box 21 Cleveland QLD 4163 | 5 | 70036 | Pump Station 101
2017-11-22 | IP | TYCO | 25 | RP03 | 39577 | BFP002246 | Pump Station 118 48A-201 Prescoter Drive Victoria Point QLD 4165 | Redland City Council Redland Water Attn: Mgr Treatment Operations (Sewerage) | 63858 | PO Box 21 Cleveland QLD 4163 | 5 | 1498 | Pump Station 118
2017-12-20 | IP | Tyco | 25 | RP03 | 39615 | BFP002251 | Pump Station 22 8 Link Road Victoria Point QLD 4165 | Redland City Council Redland Water Attn: Mgr Treatment Operations (Sewerage) | 35960 | PO Box 21 Cleveland QLD 4163 | 5 | 1498 | Pump Station 22
2017-11-22 | IP | Tyco | 25 | RP03 | 39555 | BFP002252 | Pump Station 66 20A-28 Robin Parade Victoria Point QLD 4165 | Redland City Council Redland Water Attn: Mgr Treatment Operations (Sewerage) | 63862 | PO Box 21 Cleveland QLD 4163 | 5 | 1498 | Pump Station 66
2017-12-20 | IP | Tyco | 25 | RP03 | 39635 | BFP002253 | Pump Station 55 &Wilson Street Waterfront Reserves 1A Wilson Street Victoria Point QLD 4165 | Redland City Council City Spaces | 7294 | PO Box 21 Cleveland QLD 4163 | 5 | 1498 | Pump Station 55
2017-12-20 | IP | Tyco | 25 | RP03 | 39643 | BFP002254 | Pump Station 132 4A Pelican Street Victoria Point QLD 4165 | Redland City Council Redland Water Attn: Mgr Treatment Operations (Sewerage) | 55541 | PO Box 21 Cleveland QLD 4163 | 5 | 1498 | Pump Station 54
2017-11-22 | IP | Tyco | 25 | RP03 | 39544 | BFP002255 | Pump Station 58 - 5A Point O'Halloran Road Victoria Point QLD 4165 | Redland City Council Redland Water Attn: Mgr Treatment Operations (Sewerage) | 55571 | PO Box 21 Cleveland QLD 4163 | 5 | 1498 | Pump Station 58
2014-09-15 | CP | Tyco | 15 | RP03 | 17032 | BFP002256 | Cleveland State School 85-103 Queen Street Cleveland QLD 4163 | The State Of Queensland (Represented By Department of Education & Training) | 1830 | PO Box 15033 CITY EAST QLD 4002 | 6 | 283868 | Side of Dentist
2014-09-15 | CP | Tyco | 20 | RP03 | 18001 | BFP002257 | Cleveland State School 85-103 Queen Street Cleveland QLD 4163 | The State Of Queensland (Represented By Department of Education & Training) | 1830 | PO BOX 194 CLEVELAND QLD 4163 | EDU | 81537 | Side of Dentist
2017-04-11 | CP | Conbraco | 32 | 40206T1I | 183917 | BFP002258 | 2-6 Bailey Road Birkdale QLD 4159 | Chin Cheng Enterprises Pty Ltd As Trustee | 56370 | 58 Padstow Road EIGHT MILE PLAINS QLD 4113 | TST | 213979 | Left hand side of driveway for car wash
2017-04-04 | ZP | Tyco | 32 | DCV98 | D17541 | BFP002259 | 81 Redland Bay Road Capalaba QLD 4157 | Stynes Enterprises Pty Ltd As Trustee | 11768 | PO Box 88 CAPALABA QLD 4157 | 0 | 14976 | On water supply to fire hose reels below stairwell next to Unit 621
2017-02-15 | ZP | Tyco | 20 | RP03 | 35865 | BFP002260 | 58-68 Delancey Street Ormiston QLD 4160 | Rural Press (Qld) Limited | 1110 | C/- Dtz & Ugl Services GPO Box 2698 CANBERRA CITY ACT 2601 | CMP | 1516 | Plate room roller wash
2017-06-03 | IP | WATT | 20 | 009M3AUS | 8033 | BFP002261 | Our Lady Star of the Sea 51 Passage Street Cleveland QLD 4163 | The Corporation Of The Trustees Of The Roman Catholic Archdiocese Of Brisbane (Our Lady Star Of The Sea) | 1633 | GPO BOX 282 BRISBANE QLD 4001 | 8 | 37993 | Driveway in box at hose tap
2017-06-03 | IP | TYCO | 15 | RP03 | 36853 | BFP002262 | Our Lady Star of the Sea 51 Passage Street Cleveland QLD 4163 | The Corporation Of The Trustees Of The Roman Catholic Archdiocese Of Brisbane (Our Lady Star Of The Sea) | 1633 | PO Box 252 CLEVELAND QLD 4163 | 8 | 12349 | Hose cock at canteen
2017-06-03 | ZP | WATTS | 32 | 007M3AUS | 5133 | BFP002263 | Our Lady Star of the Sea 51 Passage Street Cleveland QLD 4163 | The Corporation Of The Trustees Of The Roman Catholic Archdiocese Of Brisbane (Our Lady Star Of The Sea) | 1633 | GPO BOX 282 BRISBANE QLD 4001 | 8 | 37993 | Rain water tanks at toilet block north end of school
2017-06-03 | IP | Febco | 25 | 860L | 14433 | BFP002264 | Our Lady Star of the Sea 51 Passage Street Cleveland QLD 4163 | The Corporation Of The Trustees Of The Roman Catholic Archdiocese Of Brisbane (Our Lady Star Of The Sea) | 1633 | PO Box 252 CLEVELAND QLD 4163 | 8 | 12349 | In black cage east side childcare
2017-06-03 | CP | WATTS | 32 | 007M3AUS | 5170 | BFP002265 | Our Lady Star of the Sea 51 Passage Street Cleveland QLD 4163 | The Corporation Of The Trustees Of The Roman Catholic Archdiocese Of Brisbane (Our Lady Star Of The Sea) | 1633 | GPO BOX 282 BRISBANE QLD 4001 | 8 | 37993 | Childcare centre in timber box at sliding door
2016-10-25 | CP | WILKINS | 150 | 350 | J41550 | BFP002266 | Capalaba Central Shopping Centre 38-62 Moreton Bay Road Capalaba QLD 4157 | Shayher Alliance Pty Limited As Trustee | 54896 | PO Box 683 CAPALABA QLD 4157 | CMP | 103277 | Next to vacant block at Old Cleveland side of carpark
2015-04-18 | CP | WILKINS | 20 | 180F | A011756 | BFP002267 | Capalaba Central Shopping Centre 38-62 Moreton Bay Road Capalaba QLD 4157 | Shayher Alliance Pty Limited As Trustee | 54896 | C/- Wynnum Retail Management Pty Ltd PO Box 683 CAPALABA QLD 4157 | TST | 426023 | Next to vacant block at Old Cleveland side of carpark
2016-10-27 | CP | WILKINS | 150 | 350 | J42042 | BFP002268 | Capalaba Central Shopping Centre 38-62 Moreton Bay Road Capalaba QLD 4157 | Shayher Alliance Pty Limited As Trustee | 54896 | PO Box 683 CAPALABA QLD 4157 | CMP | 103277 | In garden near sign at main entrance
2015-09-09 | CP | WATTS | 20 | 180F | 162 | BFP002269 | Capalaba Central Shopping Centre 38-62 Moreton Bay Road Capalaba QLD 4157 | Shayher Alliance Pty Limited As Trustee | 54896 | C/- Wynnum Retail Management Pty Ltd PO Box 683 CAPALABA QLD 4157 | TST | 426023 | In garden near sign at main entrance
2017-02-20 | ZP | TYCO | 100 | 10AE1 | NEB72 | BFP002270 | On Shore 2 Fitzroy Street Cleveland QLD 4163 | Body Corporate For On Shore CTS 40188 | 314220 | C/- AM Strata Pty Ltd PO Box 3259 SOUTHPORT QLD 4215 | BC | 345790 | Fire service beside main water meter
2017-02-20 | IP | WATTS | 20 | 009M3AUS | 8087 | BFP002271 | On Shore 2 Fitzroy Street Cleveland QLD 4163 | Body Corporate For On Shore CTS 40188 | 314220 | C/- AM Strata Pty Ltd PO Box 3259 SOUTHPORT QLD 4215 | BC | 345790 | Basement carpark fire exit
2012-10-11 | IP | Tyco | 80 | DC03 | 92937 | BFP002275 | Valley Way Mount Cotton QLD 4165 | Redland City Council City Spaces | 57213 | PO Box 21 Cleveland QLD 4163 | 5 | 70036 | Footpath next to 11 Valley Way Mt Cotton - Filling Station
2017-03-10 | ZP | Conbraco | 20 | 40104T11 | ZR153 | BFP002277 | 16 Natasha Street Capalaba 16 Natasha Street Capalaba QLD 4157 | Body Corporate For 16 Natasha Street Capalaba CTS 36987 | 292700 | C/- B & D Body Corporate Management PO Box 539 CLEVELAND QLD 4163 | BC | 316357 | On water supply for irrigation near water meter left hand side of driveway entrance
2017-05-10 | ZP | Conbraco | 20 | 40104T11 | ZR193 | BFP002278 | 16 Natasha Street Capalaba 16 Natasha Street Capalaba QLD 4157 | Body Corporate For 16 Natasha Street Capalaba CTS 36987 | 292700 | C/- B & D Body Corporate Management PO Box 539 CLEVELAND QLD 4163 | BC | 316357 | On water supply for irrigation near water meter right hand side of driveway entrance
2017-03-31 | IP | Febco | 25 | 850L | 2661 | BFP002279 | Red C Plaza 165-171 Broadwater Terrace Redland Bay QLD 4165 | Body Corporate for Red C Plaza CTS 40424 | 315730 | PO Box 84 PARADISE POINT QLD 4216 | BC | 347359 | In cupboard right hand side top of stairs on fire hose reel
2017-03-31 | IP | Febco | 25 | 850L | 903 | BFP002280 | Red C Plaza 165-171 Broadwater Terrace Redland Bay QLD 4165 | Body Corporate for Red C Plaza CTS 40424 | 315730 | PO Box 84 PARADISE POINT QLD 4216 | BC | 347359 | In cupboard left side ground floor on fire hose reel
2017-03-31 | IP | Febco | 25 | 850L | 2607 | BFP002281 | Red C Plaza 165-171 Broadwater Terrace Redland Bay QLD 4165 | Body Corporate for Red C Plaza CTS 40424 | 315730 | PO Box 84 PARADISE POINT QLD 4216 | BC | 347359 | Centre of ground floor at rear on fire hose reel
2017-03-31 | IP | Febco | 20 | 860L | 7314 | BFP002282 | Red C Plaza 165-171 Broadwater Terrace Redland Bay QLD 4165 | Body Corporate for Red C Plaza CTS 40424 | 315730 | PO Box 84 PARADISE POINT QLD 4216 | BC | 347359 | Back right corner in bin encloser
2017-03-31 | ZP | Febco | 20 | 850L | H06670 | BFP002283 | Red C Plaza 165-171 Broadwater Terrace Redland Bay QLD 4165 | Body Corporate for Red C Plaza CTS 40424 | 315730 | PO Box 84 PARADISE POINT QLD 4216 | BC | 347359 | Back left corner on tank top up
2018-01-15 | IP | TYCO | 50 | RP03 | 38464 | BFP002284 | Thornlands State School 147-163 South Street Thornlands QLD 4164 | The State Of Queensland (Represented By Department Of Education & Training) | 203106 | Aspire Schools C/- Amp Capital Level 13, 50 Bridge Street SYDNEY NSW 2000 | EDU | 81588 | Fence line between preschool and school
2018-01-15 | IP | Tyco | 20 | RP03 | 29392 | BFP002285 | Thornlands State School 147-163 South Street Thornlands QLD 4164 | The State Of Queensland (Represented By Department Of Education & Training) | 203106 | PO Box 15033 BRISBANE ALBERT STREET QLD 4002 | 6 | 287401 | Pool Chemical Room o/s with sand filter
2018-01-15 | IP | Tyco | 40 | RPZ98 | R19868 | BFP002286 | Thornlands State School 147-163 South Street Thornlands QLD 4164 | The State Of Queensland (Represented By Department Of Education & Training) | 203106 | Aspire Schools C/- Amp Capital Level 13, 50 Bridge Street SYDNEY NSW 2000 | EDU | 81588 | Pool next to pool inlet
2017-10-12 | IP | Watts | 20 | 009M3 AUS | 3250 | BFP002290 | Waters Edge On Cleveland 150 Middle Street Cleveland QLD 4163 | Body Corporate For Waters Edge On Cleveland CTS 40245 | 313890 | PO Box 743 MORNINGSIDE QLD 4170 | BC | 345807 | Basement A - On wall in carpark beside bay 29
2017-09-11 | IP | Watts | 20 | 009M3 | 18012 | BFP002291 | Waters Edge On Cleveland 150 Middle Street Cleveland QLD 4163 | Body Corporate For Waters Edge On Cleveland CTS 40245 | 313890 | PO Box 743 MORNINGSIDE QLD 4170 | BC | 345807 | Ground floor garden area foyer
2017-09-11 | CP | Tyco | 100 | BCDA03 | 93134 | BFP002292 | Waters Edge On Cleveland 150 Middle Street Cleveland QLD 4163 | Body Corporate For Waters Edge On Cleveland CTS 40245 | 313890 | PO Box 743 MORNINGSIDE QLD 4170 | BC | 345807 | Behind fire pump room ground floor
2017-09-11 | CP | TYCO | 100 | SCV03 | SC1011 | BFP002293 | Waters Edge On Cleveland 150 Middle Street Cleveland QLD 4163 | Body Corporate For Waters Edge On Cleveland CTS 40245 | 313890 | PO Box 743 MORNINGSIDE QLD 4170 | BC | 345807 | Behind fire pump room ground floor
2017-08-09 | IP | FEBCO | 25 | 860L | H02496 | BFP002296 | Redlands IndigiScapes Centre 17 Runnymede Road Capalaba QLD 4157 | Redland City Council City Spaces | 202909 | PO Box 21 Cleveland QLD 4163 | 5 | 70036 | Feed to pump near water tanks on creek side
2017-02-14 | IP | FEBCO | 20 | 860 | H07552 | BFP002297 | Capalaba Park Shopping Centre 7-45 Redland Bay Road Capalaba QLD 4157 | YFG Shopping Centres as Trustee Trondage Enterprises Pty Ltd | 11785 | C/- CAPALABA SHOPPING CENTRE 7-45 REDLAND BAY ROAD CAPALABA QLD 4157 | TST | 77315 | Beside grease trap column C7 - Inakaya Sushi
2017-02-14 | IP | FEBCO | 25 | 860 | H01541 | BFP002298 | Capalaba Park Shopping Centre 7-45 Redland Bay Road Capalaba QLD 4157 | YFG Shopping Centres as Trustee Trondage Enterprises Pty Ltd | 11785 | Capalaba Park Shopping Centre 7-45 Redland Bay Road Capalaba QLD 4157 | CMP | 369358 | Adjacent grease trap - FHR - carpark D6 - Centre Management
2017-07-17 | ZP | TYCO | 32 | DC03 | 40657 | BFP002300 | Cellars By The Bay 62-64 Island Street Cleveland QLD 4163 | Body Corporate For Cellars By The Bay CTS 40477 | 315540 | C/- Brisbay Pty Ltd PO Box 78 COOPERS PLAINS QLD 4108 | BC | 347810 | Right hand boundary between building on rainbank valve (Inground Water Tank)
2017-07-17 | ZP | TYCO | 32 | DC03 | 40658 | BFP002301 | Cellars By The Bay 62-64 Island Street Cleveland QLD 4163 | Body Corporate For Cellars By The Bay CTS 40477 | 315540 | C/- Brisbay Pty Ltd PO Box 78 COOPERS PLAINS QLD 4108 | BC | 347810 | Left hand boundary between units on rainbank valves (Inground Water Tank)
2013-07-20 | ZP | TYCO | 20 | RP03 | 34816 | BFP002304 | Gos Court 46 Smith Street Capalaba QLD 4157 | Body Corporate for Gos Court CTS 40292 | 314570 | 32 Dividend Street Mansfield QLD 4122 | BC | 346364 | On front boundary line in garden area
2013-07-19 | ZP | WILKINS | 20 | F350 | A011769 | BFP002305 | Gos Court 46 Smith Street Capalaba QLD 4157 | Body Corporate for Gos Court CTS 40292 | 314570 | 32 Dividend Street Mansfield QLD 4122 | BC | 346364 | Lefthand side of front undercover carparks
2008-07-27 | IP | Tyco | 15 | RP03 | 33264 | BFP002307 | 29-39 High Street Russell Island QLD 4184 | Canaipa Developments Pty Ltd | 307030 | 55 Wahine Drive Russell Island QLD 4184 | CMP | 309510 | Cold washdown tap in Butcher Shop
2008-07-27 | IP | Tyco | 15 | RP03 | 33271 | BFP002308 | 29-39 High Street Russell Island QLD 4184 | Canaipa Developments Pty Ltd | 307030 | 55 Wahine Drive Russell Island QLD 4184 | CMP | 309510 | Hot water tap for wash down - Bakery-IGA
2008-07-27 | IP | Tyco | 15 | RP03 | 32450 | BFP002309 | 29-39 High Street Russell Island QLD 4184 | Canaipa Developments Pty Ltd | 307030 | 55 Wahine Drive Russell Island QLD 4184 | CMP | 309510 | Cold water wash down tap (Bakery-IGA)
2008-07-27 | IP | TYCO | 15 | RP03 | 33278 | BFP002310 | 29-39 High Street Russell Island QLD 4184 | Canaipa Developments Pty Ltd | 307030 | 55 Wahine Drive Russell Island QLD 4184 | CMP | 309510 | Hot wash down tap in Butcher Shop
2008-07-27 | IP | Tyco | 15 | RP03 | 33315 | BFP002311 | 29-39 High Street Russell Island QLD 4184 | Canaipa Developments Pty Ltd | 307030 | 55 Wahine Drive Russell Island QLD 4184 | CMP | 309510 | Cold wash down tap in Fruit & Veg shop
2008-07-27 | IP | tyco | 15 | RP03 | 31843 | BFP002312 | 29-39 High Street Russell Island QLD 4184 | Canaipa Developments Pty Ltd | 307030 | 55 Wahine Drive Russell Island QLD 4184 | CMP | 309510 | Hot wash down tap in Fruit & Veg shop
2017-06-03 | ZP | Watts | 25 | 007m2-aus | 8335 | BFP002313 | Our Lady Star of the Sea 51 Passage Street Cleveland QLD 4163 | The Corporation Of The Trustees Of The Roman Catholic Archdiocese Of Brisbane (Our Lady Star Of The Sea) | 1633 | GPO BOX 282 BRISBANE QLD 4001 | 8 | 37993 | Adjacent to water meter in garden bed
2016-10-30 | IP | Tyco | 80 | DC03 | 93220 | BFP002314 | Koala Place Nature Belt 1-5 Koala Place Capalaba QLD 4157 | Redland City Council As Trustee City Spaces | 200248 | PO Box 21 Cleveland QLD 4163 | 2 | 80336 | Just north of Koala Place and Ney Road intersection
2017-05-15 | IP | Tyco | 20 | DC03 | 30553 | BFP002315 | 11 Natasha Street Capalaba QLD 4157 | S & L Ritchie Pty Ltd As Trustee | 276450 | 37 Raby Bay Boulevard Cleveland QLD 4163 | TST | 245874 | On water supply to irrigation hose tap front garden bed near water meter
2017-08-07 | ZP | FEBCO | 20 | 860L | H07937 | BFP002316 | Bay Village Shopping Centre 2-8 Stradbroke Street Redland Bay QLD 4165 | Carndale Pty Ltd | 206062 | PO Box 649 CLEVELAND QLD 4163 | CMP | 106649 | Southwest corner of shops next to grease trap
2017-10-17 | ZP | WATTS | 20 | 007M3AUS | 8767 | BFP002319 | 120-124 Birkdale Road Birkdale QLD 4159 | Birkdale Place Pty Ltd As Trustee | 27205 | 175 Main Road Wellington Point QLD 4160 | TST | 246456 | Left hand car park entrance on outside wall
2017-10-17 | ZP | WATTS | 20 | 007M3AUS | 8379 | BFP002320 | 120-124 Birkdale Road Birkdale QLD 4159 | Birkdale Place Pty Ltd As Trustee | 27205 | 175 Main Road Wellington Point QLD 4160 | 0 | 9599 | Left hand of car park on outside wall
2017-08-17 | CP | TYCO | 20 | DC03 | 32691 | BFP002321 | 35 Caravel Court Cleveland QLD 4163 | Robert M & Viviane C McClelland As Trustees | 52010 | Walloona Macalister QLD 4352 | TST | 242298 | Right hand side in front of pool gate (Underground water tank)
2016-09-14 | CP | Tyco | 25 | RPOZ | 40074 | BFP002324 | 14 Tombo Street Capalaba QLD 4157 | Jinx Cold Stores Pty Ltd As Trustee | 276270 | 18 Woodcrest Close Redland Bay QLD 4165 | TST | 407888 | Left hand boundary
2016-09-14 14:31 | IP | TYCO | 15 | DC03 | 23505 | BFP002325 | 14 Tombo Street Capalaba QLD 4157 | Jinx Cold Stores Pty Ltd As Trustee | 276270 | PO Box 4087 GUMDALE QLD 4154 | TST | 304684 | Adjacent to grease interceptor trap
2016-09-14 | IP | Tyco | 25 | DC03 | 39670 | BFP002326 | 14 Tombo Street Capalaba QLD 4157 | Jinx Cold Stores Pty Ltd As Trustee | 276270 | 18 Woodcrest Close Redland Bay QLD 4165 | TST | 407888 | Left hand boundary
2016-09-29 | ZP | TYCO | 100 | DCDA03 | 92727 | BFP002327 | South Street Corner 4 Clayton Court Thornlands QLD 4164 | Body Corporate For South Street Corner CTS 39656 | 309530 | C/- B & D Body Corporate Management PO Box 539 CLEVELAND QLD 4163 | BC | 340652 | Fire main beside meter
2016-09-29 | IP | WATTS | 25 | 009AUSRP | 14797 | BFP002328 | South Street Corner 4 Clayton Court Thornlands QLD 4164 | Body Corporate For South Street Corner CTS 39656 | 309530 | C/- B & D Body Corporate Management PO Box 539 CLEVELAND QLD 4163 | BC | 340652 | Bin wash area
2016-09-29 | ZP | TYCO | 20 | DC03 | 34571 | BFP002329 | South Street Corner 4 Clayton Court Thornlands QLD 4164 | Body Corporate For South Street Corner CTS 39656 | 309530 | C/- B & D Body Corporate Management PO Box 539 CLEVELAND QLD 4163 | BC | 340652 | Fire main beside meter (By-Pass Device)
2017-10-18 | ZP | Tyco | 20 | DC03 | 41144 | BFP002330 | 14 Plymouth Court Cleveland QLD 4163 | Mr Yuan Y Sui | 45328 | 14 Plymouth Court Cleveland QLD 4163 | 0 | 123827 | Under pool deck back right hand side
2017-02-15 | ZP | Febco | 20 | 860L | H01865 | BFP002331 | 58-68 Delancey Street Ormiston QLD 4160 | Rural Press (Qld) Limited | 1110 | C/- Dtz & Ugl Services GPO Box 2698 CANBERRA CITY ACT 2601 | CMP | 1516 | Water Treatment Room
2017-01-24 | ZP | Tyco RPZD | 20 | RP03 | 78210 | BFP002332 | 31-75 Taylor Road Sheldon QLD 4157 | Sheldon College | 400710 | PO Box 1188 Capalaba DC QLD 4157 | EDU | 72650 | Under pool next to eye wash
2017-01-24 | ZP | Valvtec | 25 | DCV98 | 34995 | BFP002333 | 31-75 Taylor Road Sheldon QLD 4157 | Sheldon College | 400710 | PO Box 1188 Capalaba DC QLD 4157 | EDU | 72650 | Senior Learning Building on FHR at glass door entry
2017-09-04 | IP | Tyco | 25 | DC03 | 32962 | BFP002334 | 78-82 Sturgeon Street Ormiston QLD 4160 | Redlands Christian Reformed Church Incorporated | 205872 | PO Box 2298 WELLINGTON POINT QLD 4160 | 8 | 111503 | On water supply to fire hose reel front right hand corner of building
2017-04-21 | IP | Watts | 20 | 909 | 10337 | BFP002335 | Lorikeet Drive Park 2-4 Swallow Street Thornlands QLD 4164 | Redland City Council City Spaces | 47617 | PO Box 21 Cleveland QLD 4163 | 5 | 70036 | Pump Station 147
2017-04-21 | IP | Watts | 20 | 909 | 10330 | BFP002336 | Tindappah Drive Foreshore 1-35 Tindappah Drive Thornlands QLD 4164 | Redland City Council As Trustee City Spaces | 253710 | PO Box 21 Cleveland QLD 4163 | 2 | 80336 | Pump Station 145
2016-05-20 | ZP | TYCO | 32 | DC03 | 39331 | BFP002338 | 37 Enterprise Street Cleveland QLD 4163 | Pryde Earthmoving & Excavations Pty Ltd | 50439 | PO Box 798 Cleveland QLD 4163 | CMP | 69580 | In shed left hand side near personnel door
2017-10-18 | ZP | Tyco | 20 | DC03 | 11625 | BFP002339 | 207-209 Waterloo Street Cleveland QLD 4163 | Zullo Enterprises Pty Ltd As Trustee | 3235 | 103 Channel Street Cleveland QLD 4163 | 0 | 42938 | Left hand external wall next to how water service
2017-10-18 | IP | Tyco | 25 | DC03 | 29815 | BFP002340 | 207-209 Waterloo Street Cleveland QLD 4163 | Zullo Enterprises Pty Ltd As Trustee | 3235 | Level 1 58 Commercial Drive SHAILER PARK QLD 4128 | TST | 306798 | In foyer in fire cupboard
2017-03-29 | ZP | Tyco | 32 | RP03 | 40684 | BFP002341 | Capalaba State High School 53-59 School Road Capalaba QLD 4157 | The State Of Queensland (Represented By Department Of Education & Training) | 329980 | PO Box 15033 CITY EAST QLD 4002 | 6 | 364841 | On north wall science block
2017-09-28 | ZP | Febco | 25 | 860L | 1840 | BFP002343 | 267-275 Wellington Street Ormiston QLD 4160 | The Corporation Of The Trustees Of The Roman Catholic Archdiocese Of Brisbane | 35026 | GPO BOX 282 BRISBANE QLD 4001 | 8 | 37993 | Grease trap area of complex
2017-09-28 | IP | Watts | 20 | 009M3 | 8734 | BFP002344 | 267-275 Wellington Street Ormiston QLD 4160 | The Corporation Of The Trustees Of The Roman Catholic Archdiocese Of Brisbane | 35026 | PO Box 13275 Johnsonville WELLINGTON 6440 NEW ZEALAND | 0 | 41730 | Rainwater tank St Benedict Wing
2017-09-28 | IP | Febco | 25 | 850L | 2994 | BFP002345 | 267-275 Wellington Street Ormiston QLD 4160 | The Corporation Of The Trustees Of The Roman Catholic Archdiocese Of Brisbane | 35026 | GPO BOX 282 BRISBANE QLD 4001 | 8 | 37993 | Fire hose reel right hand wing entrance
2017-09-28 | IP | Febco | 25 | 850L | 746 | BFP002346 | 267-275 Wellington Street Ormiston QLD 4160 | The Corporation Of The Trustees Of The Roman Catholic Archdiocese Of Brisbane | 35026 | PO Box 13275 Johnsonville WELLINGTON 6440 NEW ZEALAND | 0 | 41730 | Fire hose reel end of driveway
2016-04-19 | CP | Conbraco | 2018-04-03 | 40104111 | ABB61 | BFP002347 | 267-275 Wellington Street Ormiston QLD 4160 | The Corporation Of The Trustees Of The Roman Catholic Archdiocese Of Brisbane | 35026 | GPO BOX 282 BRISBANE QLD 4001 | 8 | 37993 | Front Fence beside fire booster cabinet
2017-09-28 | CP | Conbraco | 100 | 10AEI | 9931 | BFP002348 | 267-275 Wellington Street Ormiston QLD 4160 | The Corporation Of The Trustees Of The Roman Catholic Archdiocese Of Brisbane | 35026 | PO Box 13275 Johnsonville WELLINGTON 6440 NEW ZEALAND | 0 | 41730 | Front Fence beside fire booster cabinet
2017-10-05 | IP | WATTS | 15 | 009-AUS | 4870 | BFP002349 | 36-50 Bunker Road Victoria Point QLD 4165 | Renaissance Victoria Point Pty Ltd | 294930 | PO Box 143 Cleveland QLD 4163 | CMP | 70793 | Outside of cold room
2017-10-05 | IP | WATTS | 20 | 009M3-AUS | 5492 | BFP002350 | 36-50 Bunker Road Victoria Point QLD 4165 | Renaissance Victoria Point Pty Ltd | 294930 | PO Box 143 Cleveland QLD 4163 | CMP | 70793 | Pool pump room
2017-10-05 | IP | WATTS | 20 | 009M3-AUS | 4182 | BFP002351 | 36-50 Bunker Road Victoria Point QLD 4165 | Renaissance Victoria Point Pty Ltd | 294930 | PO Box 143 Cleveland QLD 4163 | CMP | 70793 | Back kitchen door
2017-04-26 | ZP | TYCO | 25 | RP03 | 29311 | BFP002353 | Parkside On Bailey 8-18 Bailey Road Birkdale QLD 4159 | Body Corporate For Parkside On Bailey CTS 40843 | 317810 | PO Box 1854 CARINDALE QLD 4152 | BC | 351971 | Pump Shed - West
2017-04-26 | ZP | TYCO | 100 | DCDA03 | 92962 | BFP002354 | Parkside On Bailey 8-18 Bailey Road Birkdale QLD 4159 | Body Corporate For Parkside On Bailey CTS 40843 | 317810 | PO Box 1854 CARINDALE QLD 4152 | BC | 351971 | Back of unit 6 inside boundary fence
2017-04-26 | ZP | TYCO | 25 | RP03 | 29330 | BFP002355 | Parkside On Bailey 8-18 Bailey Road Birkdale QLD 4159 | Body Corporate For Parkside On Bailey CTS 40843 | 317810 | PO Box 1854 CARINDALE QLD 4152 | BC | 351971 | Pump Shed - East
2014-10-23 | ZP | TYCO | 32 | RP03 | 38551 | BFP002356 | Parkside On Bailey 8-18 Bailey Road Birkdale QLD 4159 | Body Corporate For Parkside On Bailey CTS 40843 | 317810 | PO Box 1854 CARINDALE QLD 4152 | BC | 351971 | Back of unit 6 inside boundary fence
2017-10-11 | CP | Tyco | 100 | SC0903 | 202289 | BFP002358 | 5 Swan Street Capalaba QLD 4157 | Department Of Housing & Public Works | 10920 | 5 Swan Street Capalaba QLD 4157 | 0 | 13898 | Left hand side of entrance
2010-12-09 | CP | Tyco SCV | 100 | SCDA03 | SC1122 | BFP002362 | Redland Bay Fire Station 33-37 Gordon Road Redland Bay QLD 4165 | The State Of Qld Rep By Dept Of Emergency Services | 293540 | PO Box 21 Cleveland QLD 4163 | 5 | 82305 | Front right entry beside water meter
2013-10-04 | CP | Tyco DCV | 25 | DC03 | 29127 | BFP002363 | Redland Bay Fire Station 33-37 Gordon Road Redland Bay QLD 4165 | The State Of Qld Rep By Dept Of Emergency Services | 293540 | Level 2 1191 Logan Road MOUNT GRAVATT QLD 4122 | 6 | 296309 | Front right entry as bypass on SCV next to meter
2013-10-04 | IP | Tyco RPZD | 20 | RP03 | 445090 | BFP002364 | Redland Bay Fire Station 33-37 Gordon Road Redland Bay QLD 4165 | The State Of Qld Rep By Dept Of Emergency Services | 293540 | PO Box 21 Cleveland QLD 4163 | 5 | 82305 | Garage external wall beside grease trap
2009-10-06 | IP | Febco | 25 | 850L | 2994 | BFP002368 | 277-295 Wellington Street Ormiston QLD 4160 | The Corporation Of The Discalced Nuns Of The Order Of Our Lady Of Mount Carmel | 432 | 287 Wellington Street Ormiston QLD 4160 | 0 | 580 | Fire hose reel right hand wing entrance
2012-12-13 | IP | Febco | 20 | 850 | H03072 | BFP002371 | 168 Main Road Wellington Point QLD 4160 | Mrs Adele M Maloney Mr Brian F Maloney | 255960 | 168 Main Road Wellington Point QLD 4160 | 0 | 56180 | In basement sewer pump room
2012-12-13 | IP | Febco | 15 | 8601 | 2266 | BFP002372 | 168 Main Road Wellington Point QLD 4160 | Mrs Adele M Maloney Mr Brian F Maloney | 255960 | 25 Downwind Court Birkdale QLD 4159 | 0 | 23766 | In basement sewer pump room
2017-07-03 | IP | Tyco | 15 | RP03 | 42658 | BFP002375 | Victoria Point Shopping Centre 2-34 Bunker Road Victoria Point QLD 4165 | Lipoma Pty Ltd As Trustee | 237850 | PO Box 3354 VICTORIA POINT WEST QLD 4165 | TST | 114027 | Woolworths - Bakery Department - Hand Basin
2011-08-25 | CP | Wilkins | 150 | 310 | S05146 | BFP002376 | 16-24 Weippin Street Cleveland QLD 4163 | Bayside Business Park (Cleveland) Pty Ltd As Trustee | 290060 | PO Box 3753 LOGANHOLME QLD 4129 | TST | 313911 | Next to water meter - Weippin Street
2011-08-25 | ZP | Tyco | 100 | DC03 | 92992 | BFP002377 | 16-24 Weippin Street Cleveland QLD 4163 | Bayside Business Park (Cleveland) Pty Ltd As Trustee | 290060 | PO Box 798 Cleveland QLD 4163 | CMP | 54756 | In rock garden near water meter - Weippin Street
2011-08-25 | IP | Watts | 20 | 006-M3-AUS-Rp | 10612 | BFP002378 | 16-24 Weippin Street Cleveland QLD 4163 | Bayside Business Park (Cleveland) Pty Ltd As Trustee | 290060 | PO Box 3753 LOGANHOLME QLD 4129 | TST | 313911 | Bin wash area
2011-08-25 | ZP | Watts | 25 | 200BLFAUS | 1383 | BFP002379 | 16-24 Weippin Street Cleveland QLD 4163 | Bayside Business Park (Cleveland) Pty Ltd As Trustee | 290060 | PO Box 798 Cleveland QLD 4163 | CMP | 54756 | Basement north wall near AC unit
2011-08-25 | ZP | Wilkins | 25 | 350-1 | 3058465 | BFP002380 | 16-24 Weippin Street Cleveland QLD 4163 | Bayside Business Park (Cleveland) Pty Ltd As Trustee | 290060 | PO Box 3753 LOGANHOLME QLD 4129 | TST | 313911 | In cupboard ground floor in main foyer
2011-08-25 | ZP | Wilkins | 25 | 350-1 | A013841 | BFP002381 | 16-24 Weippin Street Cleveland QLD 4163 | Bayside Business Park (Cleveland) Pty Ltd As Trustee | 290060 | PO Box 798 Cleveland QLD 4163 | CMP | 54756 | Ground floor in cupboard near basement ramp
2011-08-25 | ZP | Wilkins | 25 | 350-1 | 3058426 | BFP002382 | 16-24 Weippin Street Cleveland QLD 4163 | Bayside Business Park (Cleveland) Pty Ltd As Trustee | 290060 | PO Box 3753 LOGANHOLME QLD 4129 | TST | 313911 | Opposite lift in cupboard on ground floor
2011-08-25 | ZP | Wilkins | 25 | 305-1 | A015142 | BFP002383 | 16-24 Weippin Street Cleveland QLD 4163 | Bayside Business Park (Cleveland) Pty Ltd As Trustee | 290060 | PO Box 798 Cleveland QLD 4163 | CMP | 54756 | Bottom of basement ramp on fire hose reel
2011-08-25 | ZP | Wilkins | 25 | 305-1 | A013911 | BFP002384 | 16-24 Weippin Street Cleveland QLD 4163 | Bayside Business Park (Cleveland) Pty Ltd As Trustee | 290060 | PO Box 3753 LOGANHOLME QLD 4129 | TST | 313911 | Basement western side of fire hose reel
2011-08-25 | IP | Watts | 25 | 007M1 | 8455 | BFP002385 | 16-24 Weippin Street Cleveland QLD 4163 | Bayside Business Park (Cleveland) Pty Ltd As Trustee | 290060 | PO Box 798 Cleveland QLD 4163 | CMP | 54756 | Level 1 left of stairwell
2011-08-25 | IP | TyCO | 25 | RP03 | 32548 | BFP002386 | 16-24 Weippin Street Cleveland QLD 4163 | Bayside Business Park (Cleveland) Pty Ltd As Trustee | 290060 | PO Box 3753 LOGANHOLME QLD 4129 | TST | 313911 | Ground level right side of building
2011-08-25 | IP | Watts | 25 | 007M1 | 8677 | BFP002387 | 16-24 Weippin Street Cleveland QLD 4163 | Bayside Business Park (Cleveland) Pty Ltd As Trustee | 290060 | PO Box 798 Cleveland QLD 4163 | CMP | 54756 | Ground level right side of building
2011-08-25 | IP | Wilkins | 25 | 375RP | A009860 | BFP002388 | 16-24 Weippin Street Cleveland QLD 4163 | Bayside Business Park (Cleveland) Pty Ltd As Trustee | 290060 | PO Box 798 Cleveland QLD 4163 | CMP | 54756 | Ground level right side of building washdown area
2011-08-25 | IP | Wilkins | 25 | 375RP | A009860 | BFP002388 | 16-24 Weippin Street Cleveland QLD 4163 | Bayside Business Park (Cleveland) Pty Ltd As Trustee | 290060 | PO Box 3753 LOGANHOLME QLD 4129 | TST | 313911 | Ground level right side of building washdown area
2015-05-18 | ZP | Conbraco | 20 | 40204A21 | PK235 | BFP002389 | Faith Lutheran College Redlands 1-15 Beveridge Road Thornlands QLD 4164 | Lutheran Church Of Australia Queensland District | 307300 | PO Box 5257 VICTORIA POINT QLD 4165 | 8 | 2550 | East outside wall of female toilets
2014-04-29 | ZP | Watts | 20 | 009M3 | 19316 | BFP002390 | Faith Lutheran College Redlands 1-15 Beveridge Road Thornlands QLD 4164 | Lutheran Church Of Australia Queensland District | 307300 | PO Box 5257 VICTORIA POINT QLD 4165 | 8 | 2550 | South end outside male toilet
2016-07-12 | ZP | TYCO | 20 | RP03 | 70699 | BFP002391 | 55 East Coast Road Point Lookout QLD 4183 | Body Corporate For Ugari Pocket CTS 33741 | 267830 | 43 East Coast Road Point Lookout QLD 4183 | BC | 276473 | Near pool in fenced off area where the fridge and the freezer motor are sitting for the café
2018-01-15 | ZP | FEBCO | 20 | 860l | H07511 | BFP002392 | Mount Cotton State School 1246-1264 Mount Cotton Road Mount Cotton QLD 4165 | The State Of Queensland (Represented By Department Of Education & Training) | 233150 | 1246-1264 Mount Cotton Road Mount Cotton QLD 4165 | EDU | 81547 | Multi purpose hall behind female toilets
2018-01-15 | ZP | FEBCO | 20 | 860 | H07770 | BFP002393 | Mount Cotton State School 1246-1264 Mount Cotton Road Mount Cotton QLD 4165 | The State Of Queensland (Represented By Department Of Education & Training) | 233150 | PO Box 15033 CITY EAST QLD 4002 | 6 | 364841 | Open learning centre - covered area adjacent to hall/library
2017-12-07 | ZP | Tyco | 20 | RP03 | 44364 | BFP002394 | Redlands District Special School 51-53 Panorama Drive Thornlands QLD 4164 | Education Queensland (Cleveland Special School) | 227840 | Redland District Special School PO Box 151 Cleveland QLD 4163 | EDU | 81542 | On eastern wall beside hose tap
2015-09-18 | CP | Tyco | 50 | DC03 | 45017 | BFP002395 | Birkdale State School 73-85 Agnes Street Birkdale QLD 4159 | The State Of Queensland (Represented By Department of Education & Training) | 51786 | Birkdale State School 73-85 Agnes Street Birkdale QLD 4159 | EDU | 81504 | In box beside water meter Agnes Street
2016-09-07 | ZP | Watts | 20 | 009MS | A00075 | BFP002396 | Birkdale State School 73-85 Agnes Street Birkdale QLD 4159 | The State Of Queensland (Represented By Department of Education & Training) | 51786 | PO Box 15033 CITY EAST QLD 4002 | 6 | 283868 | Hall outside wall
2017-08-08 | ZP | Febco | 15-20 | 860L | 7447 | BFP002397 | Council Chambers Building 91-93 Bloomfield Street Cleveland QLD 4163 | Redland City Council As Trustee Facilities Services | 1506 | PO Box 21 Cleveland QLD 4163 | 2 | 116616 | Roof top plant room next to stormwater tank in plant room
2013-11-21 | ZP | Febco | 50 | 825y | AD3334 | BFP002398 | 99A Sturgeon Street Ormiston QLD 4160 | No owners recorded | 323910 | PO Box 62 Cleveland QLD 4163 | SPORT | 54197 | Along fence line east side of field one - 20m past grand stand
2011-08-25 | IP | TYCO | 25 | DC03 | 45430 | BFP002399 | 16-24 Weippin Street Cleveland QLD 4163 | Bayside Business Park (Cleveland) Pty Ltd As Trustee | 290060 | PO Box 3753 LOGANHOLME QLD 4129 | TST | 313911 | In pump shed on rain water feed
2016-12-02 | IP | Tyco | 15 | RP03 | 44410 | BFP002400 | 1-7 Finucane Road Capalaba QLD 4157 | Chamberlain Nominees Pty Ltd | 53278 | C/- Pearson Bros Property Management PO Box 278 CLEVELAND QLD 4163 | CMP | 63070 | On back wall beside pool filters
2017-12-14 | IP | Febco | 45 | DW20H | 7481 | BFP002402 | Bayview State School 77 Ziegenfusz Road Thornlands QLD 4164 | The State of Queensland (Represented by Department of Education & Training) | 372380 | Aspire Schools C/- Amp Capital Level 13, 50 Bridge Street SYDNEY NSW 2000 | EDU | 81588 | Dental van site adjacent to amenities
2017-12-14 | IP | watts | 20 | 009m3 | 10710 | BFP002403 | Bayview State School 77 Ziegenfusz Road Thornlands QLD 4164 | The State of Queensland (Represented by Department of Education & Training) | 372380 | Aspire Schools C/- Amp Capital Level 13, 50 Bridge Street SYDNEY NSW 2000 | EDU | 81588 | Bin wash down bay
2016-01-18 | CP | Tyco | 25 |  | 42800 | BFP002404 | Bayview State School 77 Ziegenfusz Road Thornlands QLD 4164 | The State of Queensland (Represented by Department of Education & Training) | 372380 | Aspire Schools C/- Amp Capital Level 13, 50 Bridge Street SYDNEY NSW 2000 | EDU | 81588 | Detector check at 100 DCV
2017-12-14 | CP | Tyco | 100 | DCDA03 | 93598 | BFP002405 | Bayview State School 77 Ziegenfusz Road Thornlands QLD 4164 | The State of Queensland (Represented by Department of Education & Training) | 372380 | Aspire Schools C/- Amp Capital Level 13, 50 Bridge Street SYDNEY NSW 2000 | EDU | 81588 | Front entrance
2017-02-20 | ZP | Febco | 20 | 860L | 7759 | BFP002407 | 129 Finucane Road Alexandra Hills QLD 4161 | So-Ella Pty Ltd As Trustee | 9734 | 8 Exeter Close TEMPELSTOWE LOWER VIC 3107 | TST | 329250 | Under building next to hot water unit
2013-07-10 | CP | Febco | 20 | 8501 | H03912 | BFP002408 | Alexandra Hills Shopping Centre 71 Cambridge Drive Alexandra Hills QLD 4161 | Blau Holdings Pty Ltd As Trustee Rakio Pty Ltd As Trustee | 387010 | C/- Mr George Blau 50 Rosemont Avenue CAULFIELD NORTH VIC 3161 | TST | 341706 | Bay Side Nails - behind massage chairs
2013-07-10 | CP | Febco | 20 | 850L | H03623 | BFP002409 | Alexandra Hills Shopping Centre 71 Cambridge Drive Alexandra Hills QLD 4161 | Blau Holdings Pty Ltd As Trustee Rakio Pty Ltd As Trustee | 387010 | C/-Centre Mgr Alex Hills Shopctr Cnr Finucane Rd & Cambridge Dr ALEXANDRA HILLS QLD 4161 | TST | 341708 | Bay Side Nails - behind massage chairs
2017-12-08 | ZP | Febco | 15 | 860l | H07651 | BFP002410 | 4 Moore Street 4 Moore Street Victoria Point QLD 4165 | Body Corporate For 4 Moore Street CTS 41043 | 321520 | C/- Whittles Strata & Community Title Services PO Box 539 CLEVELAND QLD 4163 | BC | 354043 | Right hand side of site in bin bay and car wash area
2017-01-27 | IP | Febco | 15 | 860L | H05548 | BFP002411 | 100 Mooroondu Road Thorneside QLD 4158 | Howeston Superannuation Pty Ltd As Trustee | 6791 | 100A Creek Road Birkdale QLD 4159 | TST | 111206 | On water supply to hosetap in bin room
2017-01-30 | IP | Combraco | 20 | 40104T1I | 119627 | BFP002412 | Macleay Island State School 145-155 High Central Road Macleay Island QLD 4184 | The State Of Queensland (Represented By Department of Education & Training) | 202743 | 145-155 High Central Road MACLEAY ISLAND QLD 4184 | EDU | 48101 | Resource centre at pump cupboard for water tank
2017-01-30 | ZP | Conbraco | 15 | 40104Ti | 141197 | BFP002413 | Macleay Island State School 145-155 High Central Road Macleay Island QLD 4184 | The State Of Queensland (Represented By Department of Education & Training) | 202743 | PO Box 15033 CITY EAST QLD 4002 | 6 | 283868 | New sports centre downstream of rain bank in cupboard
2015-06-10 | IP | Watts | 20 | 009M3 | 9934 | BFP002414 | 30-32 Cypress Street Redland Bay QLD 4165 | Perpetual Corporate Trust Ltd | 299330 | C/- PJA Property Management PO Box 6219 UPPER MOUNT GRAVATT QLD 4122 | TST | 328537 | IGA loading dock hose tap
2014-02-20 | IP | Tyco | 25 | Dc03 | 26472 | BFP002416 | Capalaba Central Shopping Centre 38-62 Moreton Bay Road Capalaba QLD 4157 | Shayher Alliance Pty Limited As Trustee | 54896 | PO Box 683 CAPALABA QLD 4157 | CMP | 103277 | Fire reel right hand side front door - Coles
2014-02-20 | IP | Tyco | 25 | DC03 | 26494 | BFP002417 | Capalaba Central Shopping Centre 38-62 Moreton Bay Road Capalaba QLD 4157 | Shayher Alliance Pty Limited As Trustee | 54896 | C/- Wynnum Retail Management Pty Ltd PO Box 683 CAPALABA QLD 4157 | TST | 426023 | Fire reel left hand side front door trolley bay - Coles
2014-02-20 | IP | Watts | 25 | 007MIAUS | 8160 | BFP002419 | Capalaba Central Shopping Centre 38-62 Moreton Bay Road Capalaba QLD 4157 | Shayher Alliance Pty Limited As Trustee | 54896 | PO Box 683 CAPALABA QLD 4157 | CMP | 103277 | Loading dock inside fire door wall - Coles
2018-01-15 | ZP | Tyco | 20 | RP03 | 21908 | BFP002420 | Mount Cotton State School 1246-1264 Mount Cotton Road Mount Cotton QLD 4165 | The State Of Queensland (Represented By Department Of Education & Training) | 233150 | 1246-1264 Mount Cotton Road Mount Cotton QLD 4165 | EDU | 81547 | Shed wall next to tank
2017-01-31 | ZP | Febco | 40 | 825Y | 3837 | BFP002421 | Metropolitan South Institute of TAFE 29 Windemere Road Alexandra Hills QLD 4161 | The State Of Queensland (Represented By Department of Education & Training) | 202842 | PO Box 15033 CITY EAST QLD 4002 | 6 | 283868 | Garden
2017-01-30 | ZP | Conbraco | 20 | 40104TI1 | 141036 | BFP002422 | Russell Island State School 38-64 High Street Russell Island QLD 4184 | The State Of Queensland (Represented By Department of Education & Training) | 20073 | PO Box 15033 CITY EAST QLD 4002 | 6 | 283868 | In pump cupboard at R/W tank at multi purpose area
2017-01-30 | IP | Conbraco | 20 | 40204T1I | 138191 | BFP002423 | Russell Island State School 38-64 High Street Russell Island QLD 4184 | The State Of Queensland (Represented By Department of Education & Training) | 20073 | PO BOX 62 RUSSELL ISLAND QLD 4184 | EDU | 113593 | at drink fountains north side multi purpose area
2017-01-30 | ZP | Febco | 20 | 850L | 4191 | BFP002424 | Russell Island State School 38-64 High Street Russell Island QLD 4184 | The State Of Queensland (Represented By Department of Education & Training) | 20073 | PO Box 15033 CITY EAST QLD 4002 | 6 | 283868 | next to pump cupboard south end of resource room
2017-08-07 | ZP | Wilkins | 20 | 350 | A017234 | BFP002427 | Victoria Point Lakeside Shopping Centre / Library 7-13 Bunker Road Victoria Point QLD 4165 | Victoria Point Lakeside Pty Ltd | 280550 | C/- First National Property Group PO Box 7338 REDLAND BAY QLD 4165 | BUS | 261010 | Beside laundry tub under hot water unit (Evar Nails)
2017-08-07 | IP | Wilkins | 20 | 350 | A017232 | BFP002428 | Victoria Point Lakeside Shopping Centre / Library 7-13 Bunker Road Victoria Point QLD 4165 | Victoria Point Lakeside Pty Ltd | 280550 | C/- First National Property Group PO Box 7338 REDLAND BAY QLD 4165 | BUS | 261010 | beside laundry tub under hot water unit (Evar Nails)
2017-06-21 | CP | Tyco | 100 | DC03 | 91656 | BFP002429 | 108-110 Steel Street Capalaba QLD 4157 | Eales Property Pty Ltd | 267140 | Level 10, 12 Creek Street BRISBANE QLD 4001 | CMP | 438107 | Front boundary behind booster cabinet
2017-06-21 | CP | Wilkins | 150 | 310 | 4899 | BFP002430 | 108-110 Steel Street Capalaba QLD 4157 | Eales Property Pty Ltd | 267140 | PO Box 181 CAPALABA QLD 4157 | CMP | 31522 | Fire sprinkler service cage (single check valve)
2017-06-21 | CP | Watts | 50 | 909AVS | 4354 | BFP002431 | 108-110 Steel Street Capalaba QLD 4157 | Eales Property Pty Ltd | 267140 | Level 10, 12 Creek Street BRISBANE QLD 4001 | CMP | 438107 | Front boundary next to bottom cabinet
2017-02-20 | IP | TYCO | 15 | RP03 | 7911 | BFP002432 | 248 Bloomfield Street Cleveland QLD 4163 | The Baptist Union Of Queensland (Cleveland) | 204565 | 4 Danielle Street Cleveland QLD 4163 | 8 | 3268 | adjacent grease trap
2017-02-28 | CP | Tyco | 100 | SCDA03 | SC1062 | BFP002433 | 248 Bloomfield Street Cleveland QLD 4163 | The Baptist Union Of Queensland (Cleveland) | 204565 | 4 Danielle Street Cleveland QLD 4163 | 8 | 3268 | adjacent booster cabinet (single check valve)
2015-02-11 | CP | Tyco | 25 | DC03 | 45382 | BFP002434 | 248 Bloomfield Street Cleveland QLD 4163 | The Baptist Union Of Queensland (Cleveland) | 204565 | 4 Danielle Street Cleveland QLD 4163 | 8 | 3268 | Adjacent booster cabinet
2017-02-20 | ZP | Watts | 20 | 007m3 | 422 | BFP002435 | 248 Bloomfield Street Cleveland QLD 4163 | The Baptist Union Of Queensland (Cleveland) | 204565 | 4 Danielle Street Cleveland QLD 4163 | 8 | 3268 | adjacent hot water service
2017-01-25 | IP | Febco | 20 | 8601 | 8114 | BFP002436 | Seaside 8 6-8 Boat Street Victoria Point QLD 4165 | Body Corporate For Seaside 8 CTS 4407 | 318980 | Body Corporate For Seaside 8 CTS 41107 C/- Whittles Strata & Community Title Services PO Box 539 CLEVELAND QLD 4163 | BC | 354460 | next to grease trap near Unit 10
2017-01-25 | IP | Febco | 20 | 8601 | 8537 | BFP002437 | Seaside 8 6-8 Boat Street Victoria Point QLD 4165 | Body Corporate For Seaside 8 CTS 4407 | 318980 | Body Corporate For Seaside 8 CTS 41107 C/- Whittles Strata & Community Title Services PO Box 539 CLEVELAND QLD 4163 | BC | 354460 | outside of Unit 7 on wall
2011-08-25 | IP | Tyco | 25 | DC03 | 28625 | BFP002438 | 16-24 Weippin Street Cleveland QLD 4163 | Bayside Business Park (Cleveland) Pty Ltd As Trustee | 290060 | PO Box 3753 LOGANHOLME QLD 4129 | TST | 313911 | On external fire hose reel
2011-08-25 | IP | Watts | 25 | 007MI | 8234 | BFP002439 | 16-24 Weippin Street Cleveland QLD 4163 | Bayside Business Park (Cleveland) Pty Ltd As Trustee | 290060 | PO Box 798 Cleveland QLD 4163 | CMP | 54756 | On inground water tank supply
2011-08-25 | IP | Watts | 20 | 009M3 | A00868 | BFP002440 | 16-24 Weippin Street Cleveland QLD 4163 | Bayside Business Park (Cleveland) Pty Ltd As Trustee | 290060 | PO Box 3753 LOGANHOLME QLD 4129 | TST | 313911 | In bin wash area
2015-03-03 | IP | Wilkins | 20 | RP375 | A081044 | BFP002442 | 58 Shore Street West Ormiston QLD 4160 | J & J Investments (Qld) Pty Ltd As Trustee G & F Oldham Pty Ltd As Trustee | 1231 | 4 Mainroyal Court Cleveland QLD 4163 | TST | 315290 | In valve box beside water meter in front of Mazda
2016-11-15 | IP | Tyco | 25 |  | D17102 | BFP002444 | 10-12 Smith Street Capalaba QLD 4157 | Veolia Transport Brisbane Pty Ltd | 51153 | PO Box 1190 CAPALABA QLD 4157 | CMP | 271720 | North east corner building fire hose reel
2016-11-15 | IP | Combraco | 25 | 40105a1I | RX602 | BFP002446 | 10-12 Smith Street Capalaba QLD 4157 | Veolia Transport Brisbane Pty Ltd | 51153 | PO Box 1190 CAPALABA QLD 4157 | CMP | 271720 | Front of building, fire hose reel
2016-11-15 | IP | Wilkins | 32 | 950XL | 955836 | BFP002447 | 10-12 Smith Street Capalaba QLD 4157 | Veolia Transport Brisbane Pty Ltd | 51153 | PO Box 1190 CAPALABA DC QLD 4157 | CMP | 83943 | Front garden
2016-11-15 | IP | Febco | 25 | 805y | 25 | BFP002448 | 10-12 Smith Street Capalaba QLD 4157 | Veolia Transport Brisbane Pty Ltd | 51153 | PO Box 1190 CAPALABA QLD 4157 | CMP | 271720 | North west corner building, fire hose reel
2017-04-05 | IP | Wilkins | 25 | 7.4346 | A027551 | BFP002449 | 12 Daintree Drive 12 Daintree Drive Redland Bay QLD 4165 | Body Corporate For 12 Daintree Drive CTS 41404 | 323220 | C/- Whittles Strata & Community Title Services PO Box 539 CLEVELAND QLD 4163 | BC | 358885 | Under fire hose reel side of Unit 1
2017-04-05 | IP | Wilkins | 25 | 7.4346 | A027548 | BFP002450 | 12 Daintree Drive 12 Daintree Drive Redland Bay QLD 4165 | Body Corporate For 12 Daintree Drive CTS 41404 | 323220 | C/- Whittles Strata & Community Title Services PO Box 539 CLEVELAND QLD 4163 | BC | 358885 | Under fire hose reel between Unit 7 & 8
2017-04-05 | IP | Wilkins | 25 | 7.4346 | A027561 | BFP002451 | 12 Daintree Drive 12 Daintree Drive Redland Bay QLD 4165 | Body Corporate For 12 Daintree Drive CTS 41404 | 323220 | C/- Whittles Strata & Community Title Services PO Box 539 CLEVELAND QLD 4163 | BC | 358885 | Under fire hose reel outside Unit 6
2017-04-05 | IP | Wilkins | 25 | 7.4345 | 3205678 | BFP002452 | 12 Daintree Drive 12 Daintree Drive Redland Bay QLD 4165 | Body Corporate For 12 Daintree Drive CTS 41404 | 323220 | C/- Whittles Strata & Community Title Services PO Box 539 CLEVELAND QLD 4163 | BC | 358885 | Under fire hose reel front of Unit 4
2017-04-05 | IP | Wilkins | 25 | 7.4359 | A057588 | BFP002453 | 12 Daintree Drive 12 Daintree Drive Redland Bay QLD 4165 | Body Corporate For 12 Daintree Drive CTS 41404 | 323220 | C/- Whittles Strata & Community Title Services PO Box 539 CLEVELAND QLD 4163 | BC | 358885 | Under fire hose reel east wall of Unit
2017-04-05 | IP | Wilkins | 25 | 7.4346 | 3205091 | BFP002454 | 12 Daintree Drive 12 Daintree Drive Redland Bay QLD 4165 | Body Corporate For 12 Daintree Drive CTS 41404 | 323220 | C/- Whittles Strata & Community Title Services PO Box 539 CLEVELAND QLD 4163 | BC | 358885 | Under fire hose reel behind Unit 2
2013-03-08 | CP | Tyco | 100 | DCDA03 | 94201 | BFP002455 | 12 Daintree Drive 12 Daintree Drive Redland Bay QLD 4165 | Body Corporate For 12 Daintree Drive CTS 41404 | 323220 | C/- Whittles Strata & Community Title Services PO Box 539 CLEVELAND QLD 4163 | BC | 358885 | Right hand side driveway Lot 5
2013-03-08 | CP | Tyco | 25 | DC03 | 45697 | BFP002456 | 12 Daintree Drive 12 Daintree Drive Redland Bay QLD 4165 | Body Corporate For 12 Daintree Drive CTS 41404 | 323220 | C/- Whittles Strata & Community Title Services PO Box 539 CLEVELAND QLD 4163 | BC | 358885 | Right hand side driveway Lot 5
2017-01-24 | IP | Watts | 32 | 007MZ-AUS | 3244 | BFP002457 | 31-75 Taylor Road Sheldon QLD 4157 | Sheldon College | 400710 | PO Box 1188 Capalaba DC QLD 4157 | EDU | 72650 | Under stairwell in Library
2017-01-24 | IP | Tyco | 25 | RP03 | 45864 | BFP002458 | 31-75 Taylor Road Sheldon QLD 4157 | Sheldon College | 400710 | PO Box 1188 Capalaba DC QLD 4157 | EDU | 72650 | Under library stairwell
2016-05-19 | ZP | Tyco | 32 | RP03 | 33147 | BFP002459 | Bunnings Capalaba 5 Pittwin Road North Capalaba QLD 4157 | Bunnings Properties Pty Ltd | 203405 | C/- Knight Frank (AUS) PTY LTD GPO Box 146 BRISBANE QLD 4001 | ASO | 78169 | On wall next to water tanks
2016-05-19 | ZP | Tyco | 50 | DC03 | 30862 | BFP002461 | Bunnings Capalaba 5 Pittwin Road North Capalaba QLD 4157 | Bunnings Properties Pty Ltd | 203405 | PO Box 7065 BAULKHAM HILLS BC NSW 2153 | CMP | 217355 | East side garden next to booster cabinet
2017-01-30 | IP | Watts | 20 | 009 173-AUS | 6405 | BFP002462 | Russell Island State School 38-64 High Street Russell Island QLD 4184 | The State Of Queensland (Represented By Department of Education & Training) | 20073 | PO Box 15033 CITY EAST QLD 4002 | 6 | 283868 | Irrigation pump shed in sewerage treatment area
2017-04-28 | IP | Watts | 15 | 009-AUS | 8262 | BFP002463 | 356-358 Victoria Parade South Coochiemudlo Island QLD 4184 | Semilan Plasterers Pty Ltd | 3407 | 147 Main Avenue Wavell Heights QLD 4012 | CMP | 83412 | On back wall of kitchen on main building
2017-12-13 | IP | Tyco | 15 | RP03 | 44690 | BFP002464 | Redlands Business Park 5-11 Daintree Drive Redland Bay QLD 4165 | Alan G Wilson & Pamela H Caswell As Trustee | 312450 | C/- Fox & Bell Group PO Box 649 CLEVELAND QLD 4163 | TST | 376827 | Beside GIT
2017-12-13 | IP | Wilkins | 25 | RP03 | A027547 | BFP002465 | Redlands Business Park 5-11 Daintree Drive Redland Bay QLD 4165 | Alan G Wilson & Pamela H Caswell As Trustee | 312450 | PO Box 649 CLEVELAND QLD 4163 | CMP | 233202 | Under Fire Hose Reel beside Unit 13
2017-01-24 | IP | Wilkins | 25 | 350 | A015772 | BFP002466 | Redlands Business Park 5-11 Daintree Drive Redland Bay QLD 4165 | Alan G Wilson & Pamela H Caswell As Trustee | 312450 | C/- Fox & Bell Group PO Box 649 CLEVELAND QLD 4163 | TST | 376827 | Under fire hose reel beside Unit 9
2017-12-13 | IP | Wilkins | 25 | 350 | A027583 | BFP002467 | Redlands Business Park 5-11 Daintree Drive Redland Bay QLD 4165 | Alan G Wilson & Pamela H Caswell As Trustee | 312450 | PO Box 649 CLEVELAND QLD 4163 | CMP | 233202 | Under fire hose reel beside Unit 6
2017-12-13 | IP | Wilkins | 25 | 350 | A015850 | BFP002468 | Redlands Business Park 5-11 Daintree Drive Redland Bay QLD 4165 | Alan G Wilson & Pamela H Caswell As Trustee | 312450 | C/- Fox & Bell Group PO Box 649 CLEVELAND QLD 4163 | TST | 376827 | Under fire hose reel beside Unit 5
2017-12-13 | IP | Wilkins | 25 | 350 | A015044 | BFP002469 | Redlands Business Park 5-11 Daintree Drive Redland Bay QLD 4165 | Alan G Wilson & Pamela H Caswell As Trustee | 312450 | PO Box 649 CLEVELAND QLD 4163 | CMP | 233202 | Under fire hose reel beside Unit 2
2017-04-12 | CP | Tyco | 100 | DCDA03 | 94238 | BFP002471 | Redlands Business Park 30-38 Jardine Drive Redland Bay QLD 4165 | Glenalec Pty Ltd As Trustee | 312680 | PO Box 649 CLEVELAND QLD 4163 | CMP | 233202 | 20 meter west of eastern boundary
2017-04-12 | CP | Tyco | 25 | DC03 | 46773 | BFP002472 | Redlands Business Park 30-38 Jardine Drive Redland Bay QLD 4165 | Glenalec Pty Ltd As Trustee | 312680 | PO BOX 1701 CLEVELAND DC QLD 4163 | TST | 77612 | 20 meters west of eastern boundary
2017-02-01 | ZP | Watts | 32 | 009m2aus | 4543 | BFP002475 | Victoria Point State High School 93-131 Benfer Road Victoria Point QLD 4165 | The State Of Queensland (Represented By Department of Education & Training) | 201160 | Victoria Point State High School 93-131 Benfer Road Victoria Point QLD 4165 | EDU | 81589 | Science block north western corner
2017-02-09 | IP | Tyco | 20 | RP03 | 48808 | BFP002476 | Sewerage Treatment Plant 2 Weippin Street Cleveland QLD 4163 | Redland City Council As Lessee Redland Water Attn: Mgr Treatment Operations | 323400 | PO Box 21 Cleveland QLD 4163 | 5 | 1498 | On Hose Tap - Control Building
2010-07-28 | ZP | Watts | 25 | 009-AUS | 8360 | BFP002477 | 142-146 Serpentine Creek Road Redland Bay QLD 4165 | Redland City Council Mosquito Control Unit (Pest Management) | 45527 | PO Box 21 Cleveland QLD 4163 | 5 | 90160 | On Water Meter
2017-05-18 | ZP | TYCO | 50 | RP03 | 18487 | BFP002481 | 283-287 Industry Court Cleveland QLD 4163 | Hymix Industries Pty Ltd | 41792 | Locked Bag 5018 PARRAMATTA NSW 2124 | CMP | 49455 | Beside Water Meter on line to all outlets in yard
2016-01-22 | IP | Tyco | 25 | DC03 | 48161 | BFP002482 | Victoria Point Shopping Centre 2-34 Bunker Road Victoria Point QLD 4165 | Lipoma Pty Ltd As Trustee | 237850 | PO Box 3354 VICTORIA POINT WEST QLD 4165 | TST | 114027 | Fire hose reel Crazy Clarks, loading dock behind tenancy
2016-01-22 | IP | Febco | 25 | 850L | H03738 | BFP002483 | Victoria Point Shopping Centre 2-34 Bunker Road Victoria Point QLD 4165 | Lipoma Pty Ltd As Trustee | 237850 | PO Box 3354 VICTORIA POINT WEST QLD 4165 | TST | 114027 | Fire hose reel-Public Loading Dock southern service passage
2017-03-29 | CP | Tyco | 32 | DCV98 | 54595 | BFP002486 | Capalaba State High School 53-59 School Road Capalaba QLD 4157 | The State Of Queensland (Represented By Department Of Education & Training) | 329980 | PO Box 15033 CITY EAST QLD 4002 | 6 | 364841 | Next to car park
2017-03-29 | ZP | Tyco | 25 | RP03 | 63453 | BFP002487 | Capalaba State High School 53-59 School Road Capalaba QLD 4157 | The State Of Queensland (Represented By Department Of Education & Training) | 329980 | PO Box 15033 CITY EAST QLD 4002 | 6 | 364841 | Manual arts wall
2017-02-15 | IP | Tyco | 20 | RP03 | 48441 | BFP002488 | 58-68 Delancey Street Ormiston QLD 4160 | Rural Press (Qld) Limited | 1110 | C/- Dtz & Ugl Services GPO Box 2698 CANBERRA CITY ACT 2601 | CMP | 1516 | Ramp - RHS of driveway
2017-12-07 | ZP | Febco | 20 | 860L | 90820 | BFP002489 | Maridale Park Shops 76-84 Ney Road Capalaba QLD 4157 | Efstathis Property Group Pty Ltd As Trustee | 29110 | 20 Martingale Court Cleveland QLD 4163 | CMP | 389521 | Behind the bakery at grease arrestor
2017-10-18 | IP | Tyco | 15 | RP03 | 44403 | BFP002492 | 34 Enterprise Street Cleveland QLD 4163 | Pryde Earthmoving & Excavations Pty Ltd As Trustee | 50458 | PO Box 3850 VICTORIA POINT WEST QLD 4165 | TST | 243186 | Unit 1 - On hot water supply to hose tap in Production room
2017-10-18 | IP | Watts | 15 | 009 AUS RP | 7525 | BFP002493 | 34 Enterprise Street Cleveland QLD 4163 | Pryde Earthmoving & Excavations Pty Ltd As Trustee | 50458 | DEPARTMENT OF TOURISM SMALL BUSINESS AND INDUSTRY GPO BOX 1141 BRISBANE QLD 4001 | 6 | 48734 | Unit 1 - On water supply to hose tap near grease trap in underground carpark
2017-10-18 | IP | Tyco | 15 | RP03 | 44398 | BFP002494 | 34 Enterprise Street Cleveland QLD 4163 | Pryde Earthmoving & Excavations Pty Ltd As Trustee | 50458 | PO Box 3850 VICTORIA POINT WEST QLD 4165 | TST | 243186 | Unit 1 - On hot water supply to hose tap in Blending Room
2014-12-08 | ZP | Tyco | 15 | RP03 | 47718 | BFP002495 | 34 Enterprise Street Cleveland QLD 4163 | Pryde Earthmoving & Excavations Pty Ltd As Trustee | 50458 | DEPARTMENT OF TOURISM SMALL BUSINESS AND INDUSTRY GPO BOX 1141 BRISBANE QLD 4001 | 6 | 48734 | Unit 2 - in warehouse next to screen printer on wall
2014-10-17 | IP | Watts | 25 | 007M1-AUS | 379 | BFP002496 | Birkdale South State School 447-459 Old Cleveland Road East Birkdale QLD 4159 | The State Of Queensland (Represented By Department of Education & Training) | 244950 | PO Box 15033 CITY EAST QLD 4002 | 6 | 283868 | East inside wall of Assembly hall on fire hose reel
2017-09-07 | IP | Watts | 20 | 009M3-AUS | 11678 | BFP002497 | Birkdale South State School 447-459 Old Cleveland Road East Birkdale QLD 4159 | The State Of Queensland (Represented By Department of Education & Training) | 244950 | PO Box 15033 CITY EAST QLD 4002 | 6 | 283868 | North west side wall of Assembly hall near grease trap
2010-05-20 | IP | wilkins | 100 | 350 | 531885 | BFP002498 | Birkdale South State School 447-459 Old Cleveland Road East Birkdale QLD 4159 | The State Of Queensland (Represented By Department of Education & Training) | 244950 | PO Box 15033 CITY EAST QLD 4002 | 6 | 283868 | On Barron road entrance fire main
2010-05-20 | IP | Wilkins | 20 | 180F | A017340 | BFP002499 | Birkdale South State School 447-459 Old Cleveland Road East Birkdale QLD 4159 | The State Of Queensland (Represented By Department of Education & Training) | 244950 | PO Box 15033 CITY EAST QLD 4002 | 6 | 283868 | On Barron Street on fire main bypass
2017-11-28 | ZP | VALVCHEQ | 20 | DC03 | 95207 | BFP002500 | Redlands College 36-44 Anson Road Wellington Point QLD 4160 | Redlands Combined Independent College Inc | 27962 | 38 Anson Road Wellington Point QLD 4160 | EDU | 33100 | Top up line on rainwater tanks
2017-11-28 | ZP | tyco | 50 | RP03 | 46918 | BFP002501 | Redlands College 36-44 Anson Road Wellington Point QLD 4160 | Redlands Combined Independent College Inc | 27962 | 38 Anson Road Wellington Point QLD 4160 | EDU | 33100 | At water meter for domestic cold water service
2017-11-28 | ZP | Tyco | 40 | RP03 | 46630 | BFP002502 | Redlands College 36-44 Anson Road Wellington Point QLD 4160 | Redlands Combined Independent College Inc | 27962 | 38 Anson Road Wellington Point QLD 4160 | EDU | 33100 | After water meter for non potable water service
2017-11-28 | ZP | Tyco | 40 | RP03 | 46634 | BFP002503 | Redlands College 36-44 Anson Road Wellington Point QLD 4160 | Redlands Combined Independent College Inc | 27962 | 38 Anson Road Wellington Point QLD 4160 | EDU | 33100 | After water meter for fire hose reel service
2017-03-29 | ZP | Tyco | 20 | RP03 | 40845 | BFP002504 | Capalaba State School 154 Mount Cotton Road Capalaba QLD 4157 | The State Of Queensland (Represented By Department Of Education & Training) | 329970 | PO Box 15033 CITY EAST QLD 4002 | 6 | 364841 | West end Modular in metal box
2017-12-14 | ZP | TYCO | 25 | RP03 | 48801 | BFP002505 | Nev Stafford Park 46-72 Banana Street Redland Bay QLD 4165 | Redland City Council As Trustee City Spaces | 5765 | PO Box 21 Cleveland QLD 4163 | 2 | 80336 | Pump Station 90
2016-04-14 | ZP | Tyco | 50 | RP03 | 35842 | BFP002506 | Howlett Road Capalaba QLD 4157 | Queensland Bulk Water Supply Authority Trading As SEQ Water | 28154 | PO Box 21 Cleveland QLD 4163 | 5 | 80332 | Backwash water recovery
2016-04-14 | ZP | Febco | 40 | 850L | 239 | BFP002507 | Howlett Road Capalaba QLD 4157 | Queensland Bulk Water Supply Authority Trading As SEQ Water | 28154 | PO Box 328 IPSWICH QLD 4305 | CMP | 335800 | Liquid aluminium bunded area fire hose reel
2016-04-14 | ZP | Flomatic | 25 | RPZE | G2711 | BFP002508 | Howlett Road Capalaba QLD 4157 | Queensland Bulk Water Supply Authority Trading As SEQ Water | 28154 | PO Box 21 Cleveland QLD 4163 | 5 | 80332 | Fluoride Plant
2015-09-24 | ZP | Watts | 32 | 009m2 | 4961 | BFP002510 | Cleveland Aquatic Centre 222-230 Russell Street Cleveland QLD 4163 | Redland City Council As Trustee Sport & Community Facilities Unit | 38212 | PO Box 21 Cleveland QLD 4163 | 2 | 81787 | North wall of wading pool pump house
2016-12-29 | ZP | TYCO | 25 | RP03 | 48914 | BFP002512 | Pump Station 111 8A-394 Christopher Street Redland Bay QLD 4165 | Redland City Council Redland Water Attn: Mgr Treatment Operations (Sewerage) | 63847 | PO Box 21 Cleveland QLD 4163 | 5 | 1498 | Sewerage Pump Station 111
2017-12-14 | ZP | TYCO | 25 | RP03 | 48895 | BFP002513 | Point Talburpin Park 29-31 Mcwilliam Street Redland Bay QLD 4165 | Redland City Council City Spaces | 32185 | PO Box 21 Cleveland QLD 4163 | 5 | 70036 | Pump Station 112
2017-06-21 | ZP | Tyco | 32 | DC03 | 4696 (prev 9697) | BFP002514 | 296 Old Cleveland Road East Capalaba QLD 4157 | Exclusive Investments Pty Ltd | 10930 | 3 Orana Street Victoria Point QLD 4165 | CMP | 13966 | RHS of Driveway Front Garden Bed
2017-07-10 | CP | Tyco | 20 | DC03 | 46757 | BFP002515 | Victoria Point State School 274 Colburn Avenue Victoria Point QLD 4165 | The State Of Queensland (Represented By Department of Education & Training) | 202238 | School Road Victoria Point QLD 4165 | EDU | 81544 | South Boundary near car park
2017-07-10 | CP | Tyco | 100 | DCDA03 | 94014 | BFP002516 | Victoria Point State School 274 Colburn Avenue Victoria Point QLD 4165 | The State Of Queensland (Represented By Department of Education & Training) | 202238 | PO Box 15033 CITY EAST QLD 4002 | 6 | 283868 | Front Boundary
2017-09-02 | IP | Febco | 20 | 860L | H10380 | BFP002517 | Cleveland Harbourside Centre (W'worths) 67-107 Middle Street Cleveland QLD 4163 | The Trust Company Limited | 1500 | Cleveland Shopping Centre 91 Middle Street Cleveland QLD 4163 | CMP | 1944 | On column above exit ramp shore street
2017-06-16 | IP | Febco | 20 | 860 | H10749 | BFP002518 | 118 Long Street Cleveland QLD 4163 | Body Corporate For Moreton Mews CTS 41991 | 328320 | PO Box 924 CLEVELAND QLD 4163 | BC | 363575 | Front Boundary
2016-02-04 | ZP | Tyco | 15 | RP03 | 49409 | BFP002519 | 3-9 Salford Street Victoria Point QLD 4165 | Stockland Salford Living Pty Limited | 50582 | GPO BOX 1666 BRISBANE QLD 4001 | 0 | 8962 | In Chemical Room
2015-05-22 | ZP | Febco | 50 | 850L | 1584 | BFP002520 | Birkdale Transfer Station 555-607 Old Cleveland Road East Birkdale QLD 4159 | Redland City Council As Trustee Red Waste (Transfer Stations) | 204597 | PO Box 21 Cleveland QLD 4163 | 2 | 80336 | Behind bin area - next to water truck filling area
2017-06-05 | IP | Conbraco | 20 | 4024A1I | SX915 | BFP002521 | Capalaba Central Shopping Centre 38-62 Moreton Bay Road Capalaba QLD 4157 | Shayher Alliance Pty Limited As Trustee | 54896 | C/- Wynnum Retail Management Pty Ltd PO Box 683 CAPALABA QLD 4157 | TST | 426023 | Deli Prep, high on wall, drain flush unit. (Woolworths)
2017-06-05 | IP | Watts | 20 | 860L | 28143 | BFP002522 | Capalaba Central Shopping Centre 38-62 Moreton Bay Road Capalaba QLD 4157 | Shayher Alliance Pty Limited As Trustee | 54896 | PO Box 683 CAPALABA QLD 4157 | CMP | 103277 | Rear of loading dock, near staff entrance. (Woolworths)
2015-05-12 | ZP | Febco | 25 | 805ye | A24230 | BFP002523 | Capalaba Central Shopping Centre 38-62 Moreton Bay Road Capalaba QLD 4157 | Shayher Alliance Pty Limited As Trustee | 54896 | C/- Wynnum Retail Management Pty Ltd PO Box 683 CAPALABA QLD 4157 | TST | 426023 | Fire hose reel, front RHS of store, end of frozen food isle. (Woolworths)
2017-02-20 | IP | Watts | 20 | 009h3 | 11477 | BFP002524 | Alexandra Hills State High School 3-21 Windemere Road Alexandra Hills QLD 4161 | The State Of Queensland (Represented By Department Of Education & Training) | 233450 | PO BOX 234 CAPALABA DC QLD 4157 | EDU | 81501 | South wall of building near grease trap
2017-01-31 | IP | Tyco | 20 | rp03 | 48079 | BFP002525 | Redland Bay State School 125-141 Gordon Road Redland Bay QLD 4165 | The State of Queensland (Represented by Department of Education & Training) | 292160 | Redland Bay State School 125-141 Gordon Road Redland Bay QLD 4165 | EDU | 38162 | Dental Van Site
2017-07-03 | IP | Febco | 15 | 850L | H00822 | BFP002526 | Victoria Point Shopping Centre 2-34 Bunker Road Victoria Point QLD 4165 | Lipoma Pty Ltd As Trustee | 237850 | PO Box 3354 VICTORIA POINT WEST QLD 4165 | TST | 114027 | Woolworths Deli, behind chicken coolers, cold water
2017-07-03 | IP | Febco | 15 | 850L | H00858 | BFP002528 | Victoria Point Shopping Centre 2-34 Bunker Road Victoria Point QLD 4165 | Lipoma Pty Ltd As Trustee | 237850 | PO Box 3354 VICTORIA POINT WEST QLD 4165 | TST | 114027 | Woolwoths Deli behind chicken coolers, hot water
2017-07-03 | IP | Valvtec | 32 | dcv98 | D13200 | BFP002529 | Victoria Point Shopping Centre 2-34 Bunker Road Victoria Point QLD 4165 | Lipoma Pty Ltd As Trustee | 237850 | PO Box 3354 VICTORIA POINT WEST QLD 4165 | TST | 114027 | Woolworths front left hand side of store, near trolleys
2015-05-12 | IP | Febco | 20 | 825YE | 5030 | BFP002530 | Victoria Point Shopping Centre 2-34 Bunker Road Victoria Point QLD 4165 | Lipoma Pty Ltd As Trustee | 237850 | PO Box 3354 VICTORIA POINT WEST QLD 4165 | TST | 114027 | Woolworths load dock area, on wall near storeroom, cold water
2017-06-21 | CP | TYCO | 25 | RPO3 | 48411 | BFP002531 | 16 Hook Street Capalaba QLD 4157 | Gavin Steven Eales As Trustee | 267170 | 29 St Andrews Drive LOGANHOLME QLD 4129 | 0 | 294383 | Front water meter
2016-04-13 | ZP | Tyco | 15 | RP03 | 72980 | BFP002532 | Unnamed Street NORTH STRADBROKE ISLAND QLD 4183 | Queensland Bulk Water Supply Authority Trading As SEQ Water | 49170 | PO Box 328 IPSWICH QLD 4305 | CMP | 335800 | Fluoride Batching
2016-04-13 | ZP | Flomatic | 25 | RPZE | 1013 | BFP002533 | Unnamed Street NORTH STRADBROKE ISLAND QLD 4183 | Queensland Bulk Water Supply Authority Trading As SEQ Water | 49170 | PO Box 21 Cleveland QLD 4163 | 2 | 91642 | Fluoride wet area
2017-10-12 | ZP | VALVCHEQ | 15 | RP03 | 172867 | BFP002534 | Point Lookout Road NORTH STRADBROKE ISLAND QLD 4183 | Queensland Bulk Water Supply Authority Trading As SEQ Water | 33257 | PO Box 328 IPSWICH QLD 4305 | CMP | 335800 | Fluoride Batching
2016-04-13 | ZP | Caleffi | 15 | 574 | 57098 | BFP002535 | Flinders Beach Foreshore Dickson Way NORTH STRADBROKE ISLAND QLD 4183 | Queensland Bulk Water Supply Authority Trading As SEQ Water | 344490 | PO Box 328 IPSWICH QLD 4305 | CMP | 335800 | Fluoride Batching
2011-07-26 | CP | TYCO | 100 | RPZ03 | 91584 | BFP002540 | Redland Hospital 21 Weippin Street Cleveland QLD 4163 | Metro South Hospital And Health Service | 24265 | C/- Bayside Health Srv District V Quinlan PO Box 585 CLEVELAND QLD 4163 | 6 | 29488 | Weippen Street Bypass RPZD Near Bus Stop
2015-10-06 | CP | TYCO | 100 | RPZ03 | 91714 | BFP002541 | Redland Hospital 21 Weippin Street Cleveland QLD 4163 | Metro South Hospital And Health Service | 24265 | Redland Hospital Building & Maintenance PO Box 585 CLEVELAND QLD 4163 | 6 | 296855 | Weippen Street RPZD Near Bus Stop
2014-12-04 | IP | Watts | 25 | 7 | A00057 | BFP002542 | 183-183A Colburn Avenue Victoria Point QLD 4165 | Department Of Housing & Public Works | 55943 | 13 Trafalgar Drive Victoria Point QLD 4165 | 0 | 74183 | Basement carpark - right hand side under fire hose reel
2017-08-21 11:50 | ZP | Febco | 25 | 805y | A000434 | BFP002543 | Capalaba Sports Club 131C Ney Road Capalaba QLD 4157 | Capalaba Lawn Bowls Club Inc | 400270 | PO BOX 1087 CAPALABA QLD 4157 | Sport | 49458 | Under concrete walk way in front of office area
2017-12-15 | ZP | Tyco | 25 | RP03 | 19149 | BFP002545 | German Church Road Wetlands 2-8 Paperbark Street Mount Cotton QLD 4165 | Redland City Council As Trustee City Spaces | 314630 | PO Box 21 Cleveland QLD 4163 | 2 | 80336 | Pump Station 158
2017-11-17 | IP | Watts | 20 | 860L | 10202 | BFP002547 | Victoria Summit 559-561 Redland Bay Road Victoria Point QLD 4165 | Body Corporate For Victoria Summit CTS 42468 | 327770 | PO Box 252 SUNNYBANK QLD 4109 | BC | 368489 | Next to wash down area
2016-12-15 | IP | Caleffi | 15 | 574 | 57079 | BFP002548 | Sewerage Treatment Plant Ballow Road NORTH STRADBROKE ISLAND QLD 4183 | Redland City Council As Lessee Redland Water Attn: Mgr Treatment Operations | 206041 | PO Box 21 Cleveland QLD 4163 | 2 | 16 | Dunwich Sewerage Plant - Ballow Road - Alum Dosing Area
2016-09-29 | ZP | Tyco | 15 | RP03 | 513360 | BFP002550 | 190 Birkdale Road Birkdale QLD 4159 | Aquatic Paradise Developments Pty Ltd As Trustee | 381 | C/- Ray White Commercial Pty Ltd Bayside PO Box 1197 CAPALABA QLD 4157 | TST | 112582 | Shop 8 - Rear outside wall
2016-09-29 | ZP | Wilkins | 20 | 375RP | A009935 | BFP002551 | 190 Birkdale Road Birkdale QLD 4159 | Aquatic Paradise Developments Pty Ltd As Trustee | 381 | C/- Ray White Commercial Pty Ltd Bayside PO Box 1197 CAPALABA QLD 4157 | TST | 112582 | Shop 8 - Rear outside wall
2014-09-10 | ZP | Tyco | 20 | DC03 | 49474 | BFP002552 | REDLAND TRADE CENTRE 7/77-79 Shore Street West Cleveland QLD 4163 | Boomerang Trading Company Pty Ltd | 56363 | 5/77 Shore Street Cleveland QLD 4163 | CMP | 354237 | On inside wall near keg wash down bay (Cold Supply)
2014-09-10 | ZP | Tyco | 20 | DC03 | 49468 | BFP002553 | REDLAND TRADE CENTRE 7/77-79 Shore Street West Cleveland QLD 4163 | Boomerang Trading Company Pty Ltd | 56363 | PO BOX 1132 CLEVELAND QLD 4163 | TST | 80462 | On inside wall near keg wash down bay (Hot Supply)
2017-10-13 | CP | Watts | 50 | 009M1 | 5054 | BFP002554 | 265 South Street Cleveland QLD 4163 | Pioneer Concrete (QLD) Pty Ltd | 41610 | Locked Bag 5018 PARRAMATTA NSW 2124 | CMP | 49258 | Front boundary by water meter
2017-09-04 | IP | Tyco | 15 | RP03 | 41017 | BFP002555 | 78-82 Sturgeon Street Ormiston QLD 4160 | Redlands Christian Reformed Church Incorporated | 205872 | PO Box 2298 WELLINGTON POINT QLD 4160 | 8 | 111503 | On water supply to hose tap on front wall near grease trap.
2017-08-17 | ZP | Watts | 20 | 009M3AUS | 11175 | BFP002557 | 6-8 Petrie Street Dunwich QLD 4183 | Department Of Housing & Public Works | 317040 | GPO Box 690 BRISBANE QLD 4001 | 6 | 476 | Left hand side of unit 1 near water tank
2017-08-17 | ZP | Watts | 20 | 009M3AUS | 10906 | BFP002558 | 6-8 Petrie Street Dunwich QLD 4183 | Department Of Housing & Public Works | 317040 | GPO Box 690 BRISBANE QLD 4001 | 6 | 476 | Right hand side of unit 2 near water tank
2017-08-17 | ZP | Watts | 20 | 009M3AUS | 11179 | BFP002559 | 6-8 Petrie Street Dunwich QLD 4183 | Department Of Housing & Public Works | 317040 | GPO Box 690 BRISBANE QLD 4001 | 6 | 476 | Right hand side of unit 3 near water tank
2015-08-27 | IP | Wilkins | 20 | 375RP | A059444 | BFP002560 | 10-16 Lucas Drive Lamb Island QLD 4184 | Redland City Council Facilities Services | 13643 | PO Box 21 Cleveland QLD 4163 | 5 | 80335 | Front right hand side of green depot shed
2017-10-18 | IP | Tyco | 25 | DC98 | D17831 | BFP002561 | 65-67 Shore Street West Cleveland QLD 4163 | Tanaharry Pty Ltd As Trustee | 230760 | 2 Jilba Street Indooroopilly QLD 4068 | TST | 232549 | Fire hose reel in service department, reception
2017-04-04 | ZP | Febco | 20 | 850L | 3991 | BFP002562 | Redlands Business Park 8-10 Daintree Drive Redland Bay QLD 4165 | Reece Pty Ltd | 312410 | PO Box 649 CLEVELAND QLD 4163 | CMP | 106649 | Left hand side of driveway
2016-09-09 | ZP | Tyco | 100 | DCDA03 | 94280 | BFP002563 | Redlands Business Park 8-10 Daintree Drive Redland Bay QLD 4165 | Reece Pty Ltd | 312410 | PO Private Bag 109 BURWOOD VIC 3125 | CMP | 354480 | Front driveway left hand side water meter
2017-04-04 | ZP | Tyco | 25 | DC03 | 48380 | BFP002564 | Redlands Business Park 8-10 Daintree Drive Redland Bay QLD 4165 | Reece Pty Ltd | 312410 | PO Box 649 CLEVELAND QLD 4163 | CMP | 106649 | Front entry left hand side of driveway by pass
2016-09-09 | ZP | Watts | 32 | 007M1 | 4954 | BFP002565 | Redlands Business Park 8-10 Daintree Drive Redland Bay QLD 4165 | Reece Pty Ltd | 312410 | PO Private Bag 109 BURWOOD VIC 3125 | CMP | 354480 | Left hand side of driveway in cage
2016-10-11 | IP | Wilkins | 20 | 375 | A059445 | BFP002566 | Birkdale Village Shopping Centre 180 Birkdale Road Birkdale QLD 4159 | BGSC Pty Ltd As Trustee | 380 | 54 Ford Road Rochedale QLD 4123 | CMP | 509 | Under work reel in showroom - Blue reel - Super Butcher
2017-11-23 | IP | Wilkins | 20 | 375 | A036705 | BFP002567 | Birkdale Village Shopping Centre 180 Birkdale Road Birkdale QLD 4159 | BGSC Pty Ltd As Trustee | 380 | C/- HG Property Services GPO Box 7007 BRISBANE QLD 4001 | TST | 294153 | North wall outside at grease trap next to hot water heater - Super Butcher
2017-11-23 | IP | Tyco | 20 | RP03 | 51040 | BFP002568 | Birkdale Village Shopping Centre 180 Birkdale Road Birkdale QLD 4159 | BGSC Pty Ltd As Trustee | 380 | 54 Ford Road Rochedale QLD 4123 | CMP | 509 | Under sink in showroom - Super Butcher
2017-11-23 | IP | Conbraco | 25 | 40205A1l | UW109 | BFP002569 | Birkdale Village Shopping Centre 180 Birkdale Road Birkdale QLD 4159 | BGSC Pty Ltd As Trustee | 380 | C/- HG Property Services GPO Box 7007 BRISBANE QLD 4001 | TST | 294153 | Fire hose reel above grease trap -fire hose reel rear of building - Super Butcher
2013-11-21 | IP | Febco | 20 | 850L | H05048 | BFP002570 | 95 Gordon Street Ormiston QLD 4160 | Mrs Camille M Anderson-Curtin Mr Bryan P Curtin | 861 | 93-95 Gordon Street Ormiston QLD 4160 | 0 | 1178 | Rear left hand side wall
2017-10-05 | ZP | Watts | 32 | 007M2AUS | 4609 | BFP002571 | 36-50 Bunker Road Victoria Point QLD 4165 | Renaissance Victoria Point Pty Ltd | 294930 | PO Box 143 Cleveland QLD 4163 | CMP | 70793 | Pool pump room
2017-03-16 | IP | Wilkins | 25 | 350 | AO27696 | BFP002572 | St Anthonys Catholic Church & Primary School 12 St Anthony Drive Alexandra Hills QLD 4161 | The Corporation Of The Trustees Of The Roman Catholic Archdiocese Of Brisbane | 52350 | GPO BOX 282 BRISBANE QLD 4001 | 8 | 37993 | Inside multi purpose hall court.
2017-03-16 | IP | Wilkins | 25 | 350 | AO27394 | BFP002573 | St Anthonys Catholic Church & Primary School 12 St Anthony Drive Alexandra Hills QLD 4161 | The Corporation Of The Trustees Of The Roman Catholic Archdiocese Of Brisbane | 52350 | GPO BOX 282 BRISBANE QLD 4001 | 8 | 37993 | Multi purpose hall near toilets
2017-03-16 | CP | Ames | 150 | 200055 | 101572 | BFP002574 | St Anthonys Catholic Church & Primary School 12 St Anthony Drive Alexandra Hills QLD 4161 | The Corporation Of The Trustees Of The Roman Catholic Archdiocese Of Brisbane | 52350 | GPO BOX 282 BRISBANE QLD 4001 | 8 | 37993 | In perimeter of school outside of oval next to Babiana Street
2017-03-16 | IP | Maxiflo | 20 | bpv | 1061 | BFP002575 | St Anthonys Catholic Church & Primary School 12 St Anthony Drive Alexandra Hills QLD 4161 | The Corporation Of The Trustees Of The Roman Catholic Archdiocese Of Brisbane | 52350 | GPO BOX 282 BRISBANE QLD 4001 | 8 | 37993 | Next to canteen and grease trap outside hall
2010-05-02 | CP | Wilkins | 32 | 350DC | AO16397 | BFP002576 | St Anthonys Catholic Church & Primary School 12 St Anthony Drive Alexandra Hills QLD 4161 | The Corporation Of The Trustees Of The Roman Catholic Archdiocese Of Brisbane | 52350 | GPO BOX 282 BRISBANE QLD 4001 | 8 | 37993 | In perimeter of school fence on Babiana Street on DCV for fire service
2017-01-17 | IP | Febco | 32 | 850L | 378 | BFP002577 | Faith Lutheran Junior School 130-138 Link Road Victoria Point QLD 4165 | Lutheran Church Of Australia Queensland District | 259840 | PO Box 5257 VICTORIA POINT QLD 4165 | 8 | 2550 | Fire hose reel south wall
2016-12-01 | IP | Febco | 25 | 850L | 8944 | BFP002578 | Faith Lutheran Junior School 130-138 Link Road Victoria Point QLD 4165 | Lutheran Church Of Australia Queensland District | 259840 | PO Box 5257 VICTORIA POINT QLD 4165 | 8 | 2550 | Fire hose reel northern wall
2012-11-22 | IP | Febco | 20 | 850L | 4309 | BFP002579 | Faith Lutheran Junior School 130-138 Link Road Victoria Point QLD 4165 | Lutheran Church Of Australia Queensland District | 259840 | PO Box 5257 VICTORIA POINT QLD 4165 | 8 | 2550 | At rain bank behind maintenance shed
2016-11-30 | IP | Febco | 25 | 850L | 2510 | BFP002580 | Faith Lutheran Junior School 130-138 Link Road Victoria Point QLD 4165 | Lutheran Church Of Australia Queensland District | 259840 | PO Box 5257 VICTORIA POINT QLD 4165 | 8 | 2550 | Fire hose reel south wall
2017-09-02 | IP | Tyco | 20 | RP03 | 51737 | BFP002581 | Cleveland Harbourside Centre (W'worths) 67-107 Middle Street Cleveland QLD 4163 | The Trust Company Limited | 1500 | C/- Folkestone Property Management Pty Ltd PO BOX 327 COLLINS STREET WEST MELBOURNE VIC 8007 | CMP | 246418 | Lower level care park in grease trap caged area
2017-05-09 | CP | Tyco | 20 | RP03 | 51837 | BFP002582 | Vienna Woods State School 12-30 Heffernan Road Alexandra Hills QLD 4161 | The State Of Queensland (Represented By Department of Education & Training) | 9444 | PO Box 15033 CITY EAST QLD 4002 | 6 | 283868 | Heffernan Road Multi Purpose Hall left side near grease trap.
2017-06-03 | IP | Tyco | 100 | SCV03 | SC1594 | BFP002583 | Our Lady Star of the Sea 51 Passage Street Cleveland QLD 4163 | The Corporation Of The Trustees Of The Roman Catholic Archdiocese Of Brisbane (Our Lady Star Of The Sea) | 1633 | PO Box 252 CLEVELAND QLD 4163 | 8 | 12349 | Front of carpark, Longland Street side
2014-05-02 | IP | Febco | 25 | 850L | H03790 | BFP002584 | Our Lady Star of the Sea 51 Passage Street Cleveland QLD 4163 | The Corporation Of The Trustees Of The Roman Catholic Archdiocese Of Brisbane (Our Lady Star Of The Sea) | 1633 | GPO BOX 282 BRISBANE QLD 4001 | 8 | 37993 | Southeast corner of O'Dea Centre Fire Hose Reel
2016-10-14 | IP | TYCO | 25 | DC03 | 51673 | BFP002585 | 106-108 Birkdale Road Birkdale QLD 4159 | Cooper Concepts Pty Ltd As Trustee | 27210 | C/- Ray White Commercial Pty Ltd Bayside PO Box 1197 CAPALABA QLD 4157 | TST | 70489 | Fire hose reel middle of building 1
2016-10-14 | IP | Tyco | 15 | RP03 | 48906 | BFP002586 | 106-108 Birkdale Road Birkdale QLD 4159 | Cooper Concepts Pty Ltd As Trustee | 27210 | C/- Ray White Commercial Pty Ltd Bayside PO Box 1197 CAPALABA QLD 4157 | TST | 70489 | Hose tap for grease trap back of male toilet block rainwater tank on wall
2016-10-14 | IP | Tyco | 20 | RP03 | 51839 | BFP002587 | 106-108 Birkdale Road Birkdale QLD 4159 | Cooper Concepts Pty Ltd As Trustee | 27210 | C/- Ray White Commercial Pty Ltd Bayside PO Box 1197 CAPALABA QLD 4157 | TST | 70489 | Hose tap on bin wash area for grease trap
2016-10-14 | CP | Tyco | 25 | DC03 | 51672 | BFP002588 | 106-108 Birkdale Road Birkdale QLD 4159 | Cooper Concepts Pty Ltd As Trustee | 27210 | C/- Ray White Commercial Pty Ltd Bayside PO Box 1197 CAPALABA QLD 4157 | TST | 70489 | By pass on fire main behind male toilets
2016-10-14 | CP | Tyco | 100 | SCDA03 | SC1519 | BFP002589 | 106-108 Birkdale Road Birkdale QLD 4159 | Cooper Concepts Pty Ltd As Trustee | 27210 | C/- Ray White Commercial Pty Ltd Bayside PO Box 1197 CAPALABA QLD 4157 | TST | 70489 | By pass on fire main
2016-10-14 | IP | Tyco | 25 | DC03 | 51559 | BFP002590 | 106-108 Birkdale Road Birkdale QLD 4159 | Cooper Concepts Pty Ltd As Trustee | 27210 | C/- Ray White Commercial Pty Ltd Bayside PO Box 1197 CAPALABA QLD 4157 | TST | 70489 | Fire hose reel end of building 2
2016-10-14 | IP | Tyco | 25 | DC03 | 51558 | BFP002591 | 106-108 Birkdale Road Birkdale QLD 4159 | Cooper Concepts Pty Ltd As Trustee | 27210 | C/- Ray White Commercial Pty Ltd Bayside PO Box 1197 CAPALABA QLD 4157 | TST | 70489 | Fire hose reel top of stairs building 2
2017-02-14 | IP | FEBCO | 20 | 860L | 11905 | BFP002592 | Capalaba Park Shopping Centre 7-45 Redland Bay Road Capalaba QLD 4157 | YFG Shopping Centres as Trustee Trondage Enterprises Pty Ltd | 11785 | Capalaba Park Shopping Centre 7-45 Redland Bay Road Capalaba QLD 4157 | CMP | 369358 | Adjacent grease trap - red carpark - Coffee Club
2017-02-14 | IP | FEBCO | 20 | 860L | 11905 | BFP002592 | Capalaba Park Shopping Centre 7-45 Redland Bay Road Capalaba QLD 4157 | YFG Shopping Centres as Trustee Trondage Enterprises Pty Ltd | 11785 | C/- CAPALABA SHOPPING CENTRE 7-45 REDLAND BAY ROAD CAPALABA QLD 4157 | TST | 77315 | Adjacent grease trap - red carpark - Coffee Club
2017-04-21 | ZP | TYCO | 25 | RP03 | 70276 | BFP002593 | Sylvie Street Nature Belt 65-67 Redland Bay Road Thornlands QLD 4164 | Redland City Council City Spaces | 34776 | PO Box 21 Cleveland QLD 4163 | 5 | 1498 | Pump Station 11 - 65-67 Redland Bay Road, Thornlands
2017-11-29 | IP | Tyco | 20 | RP03 | 52033 | BFP002594 | 237-239 Bloomfield Street Cleveland QLD 4163 | Department Of Housing & Public Works | 323500 | GPO Box 690 BRISBANE QLD 4001 | 6 | 476 | In bin wash area left hand side driveway-back of units
2014-10-17 | ZP | Watts | 25 | 009M3 | 6796 | BFP002595 | 202-212 Old Cleveland Road Capalaba QLD 4157 | Vukoman Properties Pty Ltd As Trustee | 10892 | 114 Woodlands Road TAREN POINT NSW 2229 | CMP | 439586 | In the plant room of the carwash
2017-09-08 | ZP | Tyco | 25 | RP03 | 44585 | BFP002598 | Redland Bay Fire Station 33-37 Gordon Road Redland Bay QLD 4165 | The State Of Qld Rep By Dept Of Emergency Services | 293540 | PO Box 21 Cleveland QLD 4163 | 5 | 82305 | Pump shed RHS of car park
2017-10-05 | CP | Tyco | 40 | DC03 | 52264 | BFP002599 | Coolnwynpin State School 124-136 Ney Road Capalaba QLD 4157 | The State Of Queensland (Represented By Department of Education & Training) | 38007 | 6 Telaska Court Capalaba QLD 4157 | EDU | 81538 | Left hand side of driveway leading to assembly hall (Firemain bypass)
2017-10-05 | CP | Tyco | 100 | CDA03 | 94459 | BFP002600 | Coolnwynpin State School 124-136 Ney Road Capalaba QLD 4157 | The State Of Queensland (Represented By Department of Education & Training) | 38007 | PO Box 15033 CITY EAST QLD 4002 | 6 | 283868 | Left hand side of driveway leading up to assembly hall (Firemain)
2017-10-05 | IP | Tyco | 15 | RP03 | 51477 | BFP002601 | Coolnwynpin State School 124-136 Ney Road Capalaba QLD 4157 | The State Of Queensland (Represented By Department of Education & Training) | 38007 | 6 Telaska Court Capalaba QLD 4157 | EDU | 81538 | Right hand side of assembly hall near grease trap
2016-02-23 | IP | Wilkens | 15 | 975xl | W373394 | BFP002602 | 677-685 Old Cleveland Road East Wellington Point QLD 4160 | Eaglepoint Investments Pty Ltd | 326040 | PO Box 5977 BRENDALE QLD 4500 | CMP | 449402 | IGA prep area
2016-02-23 | IP | Wilkens | 15 | 975xl | W373420 | BFP002603 | 677-685 Old Cleveland Road East Wellington Point QLD 4160 | Eaglepoint Investments Pty Ltd | 326040 | PO Box 2622 WELLINGTON POINT QLD 4160 | CMP | 350770 | IGA prep area
2016-02-23 | ZP | Wilkens | 100 | 350 | J32647 | BFP002604 | 677-685 Old Cleveland Road East Wellington Point QLD 4160 | Eaglepoint Investments Pty Ltd | 326040 | PO Box 5977 BRENDALE QLD 4500 | CMP | 449402 | Next to rainwater tanks in basement level
2016-02-23 | ZP | Wilkens | 25 | 975xl | A040158 | BFP002605 | 677-685 Old Cleveland Road East Wellington Point QLD 4160 | Eaglepoint Investments Pty Ltd | 326040 | PO Box 2622 WELLINGTON POINT QLD 4160 | CMP | 350770 | Front of property under steel lids
2016-02-23 | ZP | Wilkens | 100 | 350 | J33907 | BFP002606 | 677-685 Old Cleveland Road East Wellington Point QLD 4160 | Eaglepoint Investments Pty Ltd | 326040 | PO Box 5977 BRENDALE QLD 4500 | CMP | 449402 | Front of property under steel lids
2017-06-19 | IP | Tyco | 20 | RP03 | 25583 | BFP002607 | Heinemann Road Mount Cotton QLD 4165 | Queensland Bulk Water Supply Authority Trading As SEQ Water | 44780 | PO Box 21 Cleveland QLD 4163 | 5 | 80332 | On water supply to hosetap outside chlorine room reservoir No 2
2017-11-28 | IP | Tyco | 32 | DC03 | 48264 | BFP002608 | Redlands College 36-44 Anson Road Wellington Point QLD 4160 | Redlands Combined Independent College Inc | 27962 | 38 Anson Road Wellington Point QLD 4160 | EDU | 33100 | North side D Block at fire hose reel
2017-11-28 | CP | Tyco | 15 | DC03 | 52167 | BFP002609 | Redlands College 36-44 Anson Road Wellington Point QLD 4160 | Redlands Combined Independent College Inc | 27962 | 38 Anson Road Wellington Point QLD 4160 | EDU | 33100 | Southside of D Block at rain water tank
2017-10-26 | IP | TYCO | 20 | RP03 | 28403 | BFP002611 | 217-219 Fitzroy Street Cleveland QLD 4163 | Mrs Leonie E Dirckze | 2480 | 1 Lindabel Court Victoria Point QLD 4165 | 0 | 3121 | Rear of Commercial Kitchen LHS of Property
2017-04-06 | IP | Tyco | 20 | RP03 | 36034 | BFP002612 | Seventh Day Adventists Home 571-585 Redland Bay Road Victoria Point QLD 4165 | Australasian Conference Association Ltd | 33085 | Seventh Day Adventists Home 571-585 Redland Bay Road Victoria Point QLD 4165 | ASO | 39611 | On chemical dispenser units in cleaners room dementia
2017-04-06 | ZP | Tyco | 20 | RP03 | 35793 | BFP002613 | Seventh Day Adventists Home 571-585 Redland Bay Road Victoria Point QLD 4165 | Australasian Conference Association Ltd | 33085 | Seventh Day Adventists Home 571-585 Redland Bay Road Victoria Point QLD 4165 | ASO | 39611 | On chemical dispenser units and water line behind washing machines
2017-04-06 | IP | Tyco | 20 | RP03 | 35914 | BFP002614 | Seventh Day Adventists Home 571-585 Redland Bay Road Victoria Point QLD 4165 | Australasian Conference Association Ltd | 33085 | Seventh Day Adventists Home 571-585 Redland Bay Road Victoria Point QLD 4165 | ASO | 39611 | On chemical dispenser unit in cleaners room nursing home area
2016-09-26 | ZP | Tyco | 25 | RP03 | 48838 | BFP002615 | 97-129 Dundas Street Ormiston QLD 4160 | Ormiston College Limited | 932 | PO Box 1835 CLEVELAND DC QLD 4163 | EDU | 1272 | Pump room Junior Art Centre
2017-05-09 | ZP | Watts | 25 | 007 M1-AUS | 10460 | BFP002616 | 5 Veronica Street Capalaba QLD 4157 | RB Mckinlay & Assoc & RJ Mainwaring & NT Mills As Trustee | 39384 | 2/311 Thynne Road MORNINGSIDE QLD 4170 | TST | 351386 | On wall on right hand side of driveway
2011-01-22 | ZP | Watts | 20 | 009M3AUS | 13154 | BFP002617 | 17 Megan Court Thornlands QLD 4164 | Mr Peter C Antonieff Mrs Rebecca E Antonieff | 308990 | PO Box 181 CAPALABA QLD 4157 | CMP | 31522 | Front right hand side of dwelling for underground water tank
2017-03-29 | IP | TYCO | 20 | RP03 | 53066 | BFP002618 | Capalaba State School 154 Mount Cotton Road Capalaba QLD 4157 | The State Of Queensland (Represented By Department Of Education & Training) | 329970 | PO Box 15033 CITY EAST QLD 4002 | 6 | 364841 | At multi purpose hall, to right of canteen servery
2014-02-14 | ZP | Febco | 15 | 806L | H12153 | BFP002619 | 98 Redland Bay Road Capalaba QLD 4157 | Nine Pty Ltd As Trustee | 11648 | PO Box 5101 MOUNT GRAVATT EAST QLD 4122 | 0 | 142 | Car wash - left hand side of building
2017-03-22 | ZP | Wilkins | 100 | Wilkins | J34544 | BFP002620 | Hilliard State School 106-110 Hanover Drive Alexandra Hills QLD 4161 | The State of Queensland (Represented by Department of Education & Training) | 23258 | Hilliard State School 106-110 Hanover Drive Alexandra Hills QLD 4161 | EDU | 81541 | On water supply to fire mains detector check assembly near hydrant booster cabinet
2017-03-22 | ZP | Wilkins | 20 | 350 | A033212 | BFP002621 | Hilliard State School 106-110 Hanover Drive Alexandra Hills QLD 4161 | The State of Queensland (Represented by Department of Education & Training) | 23258 | Hilliard State School 106-110 Hanover Drive Alexandra Hills QLD 4161 | EDU | 81541 | On water supply to firemains metered bypass detector check assembly near hydrant booster cabinet
2017-03-22 | IP | Tyco | 15 | RP03 | 52469 | BFP002622 | Cleveland State School 85-103 Queen Street Cleveland QLD 4163 | The State Of Queensland (Represented By Department of Education & Training) | 1830 | PO Box 15033 CITY EAST QLD 4002 | 6 | 283868 | On the hose tap front wall of multi purpose hall near the grease trap
2017-03-22 | ZP | Wilkins | 100 | 350 | J34543 | BFP002623 | Cleveland State School 85-103 Queen Street Cleveland QLD 4163 | The State Of Queensland (Represented By Department of Education & Training) | 1830 | PO Box 15033 CITY EAST QLD 4002 | 6 | 283868 | On fire main line beside water meter main entrance
2017-03-22 | ZP | Wilkins | 25 | 350 | A040949 | BFP002624 | Cleveland State School 85-103 Queen Street Cleveland QLD 4163 | The State Of Queensland (Represented By Department of Education & Training) | 1830 | PO BOX 194 CLEVELAND QLD 4163 | EDU | 81537 | On fire main line beside water meter main entrance
2011-02-15 | CP | Tyco | 100 | DCDA03 | 94609 | BFP002625 | 2-4 Holz Street Victoria Point QLD 4165 | Department Of Housing & Public Works | 7183 | 10 Cove Court Victoria Point QLD 4165 | 0 | 8951 | Front Boundary
2011-02-15 | CP | Tyco | 25 | DC03 | 53633 | BFP002626 | 2-4 Holz Street Victoria Point QLD 4165 | Department Of Housing & Public Works | 7183 | GPO Box 690 BRISBANE QLD 4001 | 6 | 476 | Front Boundary
2016-03-21 | ZP | Wilkins | 15 | 975XL | W341101 | BFP002627 | Gos Court Unit 3/46 Smith Street Capalaba QLD 4157 | Pension Pty Ltd As Trustee | 314530 | 3/242 New Cleveland Road TINGALPA QLD 4173 | CMP | 332942 | Processing room ground floor beside hand basin
2016-03-21 | IP | Wilkins | 15 | 975XL | W373373 | BFP002628 | Gos Court Unit 3/46 Smith Street Capalaba QLD 4157 | Pension Pty Ltd As Trustee | 314530 | PO Box 1082 CAPALABA QLD 4157 | TST | 432688 | Processing room ground floor beside hand basin
2016-01-22 | IP | Febco | 20 | 40204T1I | 255005 | BFP002629 | Victoria Point Shopping Centre 2-34 Bunker Road Victoria Point QLD 4165 | Lipoma Pty Ltd As Trustee | 237850 | PO Box 3354 VICTORIA POINT WEST QLD 4165 | TST | 114027 | On wall at rear fire door near G.I.T. (Coles)
2012-03-20 | CP | Tyco | 50 | 40208T1l | 196836 | BFP002630 | Victoria Point Shopping Centre 2-34 Bunker Road Victoria Point QLD 4165 | Lipoma Pty Ltd As Trustee | 237850 | PO Box 3354 VICTORIA POINT WEST QLD 4165 | TST | 114027 | Fresh Food Prep (Coles)
2017-11-10 | IP | Tyco | 20 | RP03 | 53067 | BFP002631 | Wellington Point State School 452-478 Main Road Wellington Point QLD 4160 | The State Of Queensland (Represented By Department of Education & Training) | 27957 | 476 Main Road Wellington Point QLD 4160 | EDU | 81546 | Hall. West wall near disabled toilet
2017-11-10 | ZP | Febco | 32 | 850L | 871 | BFP002632 | Wellington Point State School 452-478 Main Road Wellington Point QLD 4160 | The State Of Queensland (Represented By Department of Education & Training) | 27957 | PO Box 15033 CITY EAST QLD 4002 | 6 | 283868 | South eastern corner of school boundary - adjacent Hall
2016-04-14 | IP | Tyco | 15/20 | RP03 | 51142 | BFP002633 | Ormiston State School 82-110 Gordon Street Ormiston QLD 4160 | The State Of Queensland (Represented By Department of Education & Training) | 475 | Ormiston State School 82-110 Gordon Street Ormiston QLD 4160 | EDU | 81548 | On the hose tap east wall of multi purpose hall near grease trap
2016-04-14 | IP | Tyco | 15/20 | RP03 | 51841 | BFP002634 | Ormiston State School 82-110 Gordon Street Ormiston QLD 4160 | The State Of Queensland (Represented By Department of Education & Training) | 475 | PO Box 15033 CITY EAST QLD 4002 | 6 | 283868 | On the hose tap east wall of multi purpose hall near the grease trap outside kitchen
2016-04-14 | ZP | Wilkins | 25 | 350 | A040953 | BFP002635 | Ormiston State School 82-110 Gordon Street Ormiston QLD 4160 | The State Of Queensland (Represented By Department of Education & Training) | 475 | Ormiston State School 82-110 Gordon Street Ormiston QLD 4160 | EDU | 81548 | On fire main line beside oval Dundas Street East
2016-04-14 | ZP | Wilkins | 100 | 350 | J33763 | BFP002636 | Ormiston State School 82-110 Gordon Street Ormiston QLD 4160 | The State Of Queensland (Represented By Department of Education & Training) | 475 | PO Box 15033 CITY EAST QLD 4002 | 6 | 283868 | On fire main line beside oval Dundas Street East
2017-11-02 | ZP | Wilkins | 20 | 375 | A081069 | BFP002637 | 2-30 Delancey Street Cleveland QLD 4163 | The State Of Qld (Rep By Dept Of Agriculture & Fisheries & Forestry) | 399960 | PO Box 327 CLEVELAND QLD 4163 | 6 | 397121 | Left Hand SIde of Ram to Demountable No: 2
2011-01-24 | IP | Watts | 25 | 007M1-AUS | 2039 | BFP002638 | Victoria Point Shopping Centre 2-34 Bunker Road Victoria Point QLD 4165 | Lipoma Pty Ltd As Trustee | 237850 | PO Box 3354 VICTORIA POINT WEST QLD 4165 | TST | 114027 | South end on fire hose reel next to Centre Management
2011-01-24 | IP | Conbraco | 20 | 40204T1I | 255005 | BFP002639 | Victoria Point Shopping Centre 2-34 Bunker Road Victoria Point QLD 4165 | Lipoma Pty Ltd As Trustee | 237850 | PO Box 3354 VICTORIA POINT WEST QLD 4165 | TST | 114027 | Back fire exit near sub station
2011-01-24 | IP | Conbraco | 25 | 40205A1I | TL995 | BFP002640 | Victoria Point Shopping Centre 2-34 Bunker Road Victoria Point QLD 4165 | Lipoma Pty Ltd As Trustee | 237850 | PO Box 3354 VICTORIA POINT WEST QLD 4165 | TST | 114027 | Beside fire stairs south west end carpark roof
2016-02-24 | ZP | Wilkins | 2018-04-03 | 350 | A040190 | BFP002642 | Parkside On Queen 65 Queen Street Cleveland QLD 4163 | Body Corporate For Parkside On Queen CTS 42651 | 332040 | C/- Whittles Australia Pty Ltd PO Box 539 CLEVELAND QLD 4163 | BC | 371002 | Left hand side Unit 3 behind gate
2016-02-24 | ZP | Wilkins | 2018-04-03 | 350 | A068487 | BFP002643 | Parkside On Queen 65 Queen Street Cleveland QLD 4163 | Body Corporate For Parkside On Queen CTS 42651 | 332040 | C/- Whittles Australia Pty Ltd PO Box 539 CLEVELAND QLD 4163 | BC | 371002 | At the back of the Unit 4 under kitchen window
2016-02-24 | ZP | Wilkins | 2018-04-03 | 350 | A062401 | BFP002644 | Parkside On Queen 65 Queen Street Cleveland QLD 4163 | Body Corporate For Parkside On Queen CTS 42651 | 332040 | C/- Whittles Australia Pty Ltd PO Box 539 CLEVELAND QLD 4163 | BC | 371002 | Inside front yard left hand side Unit 1
2014-03-27 | ZP | Wilkins | 2018-04-03 | 350 | A068492 | BFP002645 | Parkside On Queen 65 Queen Street Cleveland QLD 4163 | Body Corporate For Parkside On Queen CTS 42651 | 332040 | C/- Whittles Australia Pty Ltd PO Box 539 CLEVELAND QLD 4163 | BC | 371002 | On rainbank inside front yard right hand side Unit 2
2017-11-17 | CP | Tyco | 20 | DC03 | 55706 | BFP002647 | 26-30 Napier Street Birkdale QLD 4159 | Department Of Housing & Public Works | 323850 | GPO Box 690 BRISBANE QLD 4001 | 6 | 476 | Left hand side of driveway 3rd unit down at front of units (fire service by pass)
2017-07-06 | ZP | Tyco | 32 | DC03 | 53323 | BFP002648 | 35-37 Surman Street East Birkdale QLD 4159 | Department Of Housing & Public Works | 11094 | 132 Whites Road MARYVALE QLD 4370 | 0 | 70005 | Left hand side of main driveway of back wall of house
2017-11-17 | CP | Tyco | 100 | DCDA03 | 94687 | BFP002649 | 26-30 Napier Street Birkdale QLD 4159 | Department Of Housing & Public Works | 323850 | GPO Box 690 BRISBANE QLD 4001 | 6 | 476 | Left hand side of driveway 3rd unit down (fire service supply)
2017-11-28 | IP | FEBCO | 15 | 860 | 11724 | BFP002650 | Redlands College 36-44 Anson Road Wellington Point QLD 4160 | Redlands Combined Independent College Inc | 27962 | 38 Anson Road Wellington Point QLD 4160 | EDU | 33100 | At dental van left hand side of multi purpose hall
2017-11-28 | ZP | TYCO | 100 | DCDA03 | 93993 | BFP002651 | Redlands College 36-44 Anson Road Wellington Point QLD 4160 | Redlands Combined Independent College Inc | 27962 | 38 Anson Road Wellington Point QLD 4160 | EDU | 33100 | In cage near road outside M block
2017-11-28 | IP | FEBCO | 20 | 860l | 11542 | BFP002652 | Redlands College 36-44 Anson Road Wellington Point QLD 4160 | Redlands Combined Independent College Inc | 27962 | 38 Anson Road Wellington Point QLD 4160 | EDU | 33100 | On supply to hose tap at back of hall kitchen
2017-11-28 | IP | FEBCO | 40 | 860L | 1739 | BFP002653 | Redlands College 36-44 Anson Road Wellington Point QLD 4160 | Redlands Combined Independent College Inc | 27962 | 38 Anson Road Wellington Point QLD 4160 | EDU | 33100 | On supply to rain pump at rain tank on hall
2017-11-28 | ZP | FEBCO | 32 | 850 | 283 | BFP002654 | Redlands College 36-44 Anson Road Wellington Point QLD 4160 | Redlands Combined Independent College Inc | 27962 | 38 Anson Road Wellington Point QLD 4160 | EDU | 33100 | On fire supply and rain water tank on hall
2014-11-18 | ZP | TYCO | 25 | DC03 | 49621 | BFP002655 | Redlands College 36-44 Anson Road Wellington Point QLD 4160 | Redlands Combined Independent College Inc | 27962 | 38 Anson Road Wellington Point QLD 4160 | EDU | 33100 | Front right hand corner of hall next to water mete on 100mm fire service (meter)
2018-01-11 | ZP | Tyco | 20 | DC03 | 53404 | BFP002656 | Carmel College 20-22 Ziegenfusz Road Thornlands QLD 4164 | The Corporation Of The Trustees Of The Roman Catholic Archdiocese Of Brisbane | 31826 | GPO BOX 282 BRISBANE QLD 4001 | 8 | 37993 | On fire main right hand side of main entrance
2018-01-11 | ZP | TYCO | 100 | DCDA03 | 94644 | BFP002657 | Carmel College 20-22 Ziegenfusz Road Thornlands QLD 4164 | The Corporation Of The Trustees Of The Roman Catholic Archdiocese Of Brisbane | 31826 | GPO BOX 282 BRISBANE QLD 4001 | 8 | 37993 | On fire main right hand side of main entrance
2017-04-07 | IP | FEBCO | 25 | 850L | 4176 | BFP002659 | 24-30 Woodlands Drive Thornlands QLD 4164 | Nazarene Theological College | 31468 | 30 Woodlands Drive Thornlands QLD 4164 | 0 | 37534 | On fire hose reel ground floor lecturing facilities building
2017-04-07 | IP | FEBCO | 25 | 850L | 4110 | BFP002660 | 24-30 Woodlands Drive Thornlands QLD 4164 | Nazarene Theological College | 31468 | 30 Woodlands Drive Thornlands QLD 4164 | 0 | 37534 | On fire hose reel top floor lecturing facilities building
2017-04-07 | ZP | TYCO | 100 | DC03 | 93589 | BFP002661 | 24-30 Woodlands Drive Thornlands QLD 4164 | Nazarene Theological College | 31468 | 30 Woodlands Drive Thornlands QLD 4164 | 0 | 37534 | Right hand side of main entry
2017-04-07 | IP | TYCO | 20 | DC03 | 42699 | BFP002662 | 24-30 Woodlands Drive Thornlands QLD 4164 | Nazarene Theological College | 31468 | 30 Woodlands Drive Thornlands QLD 4164 | 0 | 37534 | Right hand side of main entry
2015-04-03 | IP | Vencheq | 20 | RP03 | 79398 | BFP002663 | 23-39 Benfer Road Victoria Point QLD 4165 | The Corporation Of The Trustees Of The Roman Catholic Archdiocese Of Brisbane | 43797 | GPO BOX 282 BRISBANE QLD 4001 | 8 | 37993 | Front principle entry - Grease Trap
2015-04-03 | IP | Wilkins | 25 | 175PSI180F | A040161 | BFP002664 | 23-39 Benfer Road Victoria Point QLD 4165 | The Corporation Of The Trustees Of The Roman Catholic Archdiocese Of Brisbane | 43797 | GPO BOX 282 BRISBANE QLD 4001 | 8 | 37993 | Under FHR multi purpose building next to back exit
2015-04-03 | IP | WILKINS | 25 |  | AO55179 | BFP002665 | 23-39 Benfer Road Victoria Point QLD 4165 | The Corporation Of The Trustees Of The Roman Catholic Archdiocese Of Brisbane | 43797 | GPO BOX 282 BRISBANE QLD 4001 | 8 | 37993 | Under FHR multi purpose building next to principle entry
2017-02-13 | IP | Watts | 20 | 007m3 | 8143 | BFP002666 | Capalaba Park Shopping Centre 7-45 Redland Bay Road Capalaba QLD 4157 | YFG Shopping Centres as Trustee Trondage Enterprises Pty Ltd | 11785 | C/- CAPALABA SHOPPING CENTRE 7-45 REDLAND BAY ROAD CAPALABA QLD 4157 | TST | 77315 | Deli coolroom back on service line valve feed chicken cooker - Woolworths
2014-11-12 | ZP | Watts | 20 | 009M3AUS | 14302 | BFP002667 | Almina Units 33-35 Steel Street Capalaba QLD 4157 | Body Corporate for Almina Units CTS 37167 | 292890 | C/- B & D Body Corporate Management PO Box 539 CLEVELAND QLD 4163 | BC | 317933 | In cabinet in cold room on cold line to hose reel and hose tap - Shop 4
2014-11-12 | ZP | Watts | 15 | 00AUS | 9605 | BFP002668 | Almina Units 33-35 Steel Street Capalaba QLD 4157 | Body Corporate for Almina Units CTS 37167 | 292890 | C/- B & D Body Corporate Management PO Box 539 CLEVELAND QLD 4163 | BC | 317933 | In cabinet in cold room on hot line to hose reel- Shop 4
2017-05-04 | IP | Tyco | 20 | RP03 | 55603 | BFP002669 | Shore Line View 7-13 Shore Street East Cleveland QLD 4163 | Body Corporate For Shore Line View CTS 42669 | 333350 | C/- Capitol Body Corporate Admin PO Box 326 ALDERLEY QLD 4051 | BC | 371041 | Adjacent to Oil Separator
2017-05-04 | ZP | Febco | 20 | 850L | 5725 | BFP002670 | Shore Line View 7-13 Shore Street East Cleveland QLD 4163 | Body Corporate For Shore Line View CTS 42669 | 333350 | C/- Capitol Body Corporate Admin PO Box 326 ALDERLEY QLD 4051 | BC | 371041 | Rear of tank area on rainbank
2017-05-04 | IP | Valvcheq | 20 | RP03 | 88596 | BFP002671 | Shore Line View 7-13 Shore Street East Cleveland QLD 4163 | Body Corporate For Shore Line View CTS 42669 | 333350 | C/- Capitol Body Corporate Admin PO Box 326 ALDERLEY QLD 4051 | BC | 371041 | Rear of bin wash
1972-05-04 | IP | Tyco | 20 | RP03 | 55612 | BFP002672 | Shore Line View 7-13 Shore Street East Cleveland QLD 4163 | Body Corporate For Shore Line View CTS 42669 | 333350 | C/- Capitol Body Corporate Admin PO Box 326 ALDERLEY QLD 4051 | BC | 371041 | Adjacent to fire door carpark 2
2017-05-04 | CP | Tyco | 20 | DC03 | 54815 | BFP002673 | Shore Line View 7-13 Shore Street East Cleveland QLD 4163 | Body Corporate For Shore Line View CTS 42669 | 333350 | C/- Capitol Body Corporate Admin PO Box 326 ALDERLEY QLD 4051 | BC | 371041 | Front left hand boundary on detector check
2017-05-04 | CP | Tyco | 100 | DCDA03 | 94570 | BFP002674 | Shore Line View 7-13 Shore Street East Cleveland QLD 4163 | Body Corporate For Shore Line View CTS 42669 | 333350 | C/- Capitol Body Corporate Admin PO Box 326 ALDERLEY QLD 4051 | BC | 371041 | At front left hand side boundary
2018-01-15 | CP | Tyco | 100 | DCDA03 | 94613 | BFP002675 | Thornlands State School 147-163 South Street Thornlands QLD 4164 | The State Of Queensland (Represented By Department Of Education & Training) | 203106 | Aspire Schools C/- Amp Capital Level 13, 50 Bridge Street SYDNEY NSW 2000 | EDU | 81588 | In garden along front fence of school in front of resource centre at fire main
2018-01-15 | CP | Tyco | 25 | DC03 | 54814 | BFP002676 | Thornlands State School 147-163 South Street Thornlands QLD 4164 | The State Of Queensland (Represented By Department Of Education & Training) | 203106 | PO Box 15033 BRISBANE ALBERT STREET QLD 4002 | 6 | 287401 | In garden along front fence of school at fire main in front of resource centre
2017-01-17 | ZP | Febco | 32 | 850L | 378 | BFP002677 | Thornlands State School 147-163 South Street Thornlands QLD 4164 | The State Of Queensland (Represented By Department Of Education & Training) | 203106 | Aspire Schools C/- Amp Capital Level 13, 50 Bridge Street SYDNEY NSW 2000 | EDU | 81588 | J Block - NE corner - Right hand side of external wall of resource centre
2017-09-02 | IP | Febco | 20 | 850L | H05575 | BFP002679 | Cleveland Harbourside Centre (W'worths) 67-107 Middle Street Cleveland QLD 4163 | The Trust Company Limited | 1500 | Cleveland Shopping Centre 91 Middle Street Cleveland QLD 4163 | CMP | 1944 | Under kitchen sink beside dishwasher - Shingle Inn
2015-06-25 | CP | Febco | 25 | 805y | 11022 | BFP002682 | Sel Outridge Park 245 Esplanade Redland Bay QLD 4165 | Redland City Council As Trustee City Spaces | 205947 | PO Box 21 Cleveland QLD 4163 | 2 | 80336 | In red fire box left side of pontoon walkway
2016-11-24 | IP | WATTS | 25 | 007M1AUS | 13240 | BFP002683 | 10-12 Smith Street Capalaba QLD 4157 | Veolia Transport Brisbane Pty Ltd | 51153 | PO Box 1190 CAPALABA QLD 4157 | CMP | 271720 | Left hand side front external wall on hose reel
2017-12-07 | IP | Wilkins | 20 | DCV350 | A078457 also 434593 ??? | BFP002684 | Redlands District Special School 51-53 Panorama Drive Thornlands QLD 4164 | Education Queensland (Cleveland Special School) | 227840 | Redland District Special School PO Box 151 Cleveland QLD 4163 | EDU | 81542 | At rear of toilet block on front left hand side behind Block A
2011-06-24 | CP | Febco | 20 | 860L | 1126 | BFP002685 | Redlands IndigiScapes Centre 17 Runnymede Road Capalaba QLD 4157 | Redland City Council City Spaces | 202909 | PO Box 21 Cleveland QLD 4163 | 5 | 70036 | Under deck arear, near storm water tanks
2017-09-14 | IP | Watts | 40 | 009N2 | 11 | BFP002686 | St Lukes Catholic Parish Primary School 45 Degen Road Capalaba QLD 4157 | The Corporation Of The Trustees Of The Roman Catholic Archdiocese Of Brisbane | 29158 | GPO BOX 282 BRISBANE QLD 4001 | 8 | 37993 | Under stairwell to level 1 eastern end all purpose hall
2017-09-14 | IP | Watts | 20 | 009M3 | 13285 | BFP002687 | St Lukes Catholic Parish Primary School 45 Degen Road Capalaba QLD 4157 | The Corporation Of The Trustees Of The Roman Catholic Archdiocese Of Brisbane | 29158 | GPO BOX 282 BRISBANE QLD 4001 | 8 | 37993 | Under stairwell level 1 eastern end of all purpose hall
2017-01-31 | IP | Tyco | 15 | RP03 | 54867 | BFP002688 | Redland Bay State School 125-141 Gordon Road Redland Bay QLD 4165 | The State of Queensland (Represented by Department of Education & Training) | 292160 | Redland Bay State School 125-141 Gordon Road Redland Bay QLD 4165 | EDU | 38162 | On hose tap line beside hot water system - multi purpose hall
2013-05-17 | IP | Wilkins | 25 | 350 | 3205276 | BFP002690 | Redlands Business Park 12 Lennox Street Redland Bay QLD 4165 | Jameli Properties Pty Ltd As Trustee | 312460 | PO Box 649 CLEVELAND QLD 4163 | CMP | 233202 | Under fire hose reel middle of building in between roller doors
2017-08-08 | IP | Watts | 25 | 7 | 11981 | BFP002691 | 157-169 Finucane Road Alexandra Hills QLD 4161 | Aldi Foods Pty Limited | 325340 | PO Box 3543 LOGANHOLME QLD 4129 | CMP | 298256 | Fire hose cabinet at rear door in main floor area
2017-08-08 | IP | Watts | 25 | 7 | 11493 | BFP002692 | 157-169 Finucane Road Alexandra Hills QLD 4161 | Aldi Foods Pty Limited | 325340 | PO Box 3543 LOGANHOLME QLD 4129 | CMP | 298256 | Main floor right hand side of main entrance in fire hose cabinet
2017-08-08 | IP | Watts | 15 | 9 | 8941 | BFP002693 | 157-169 Finucane Road Alexandra Hills QLD 4161 | Aldi Foods Pty Limited | 325340 | PO Box 3543 LOGANHOLME QLD 4129 | CMP | 298256 | Bin Wash Area
2017-08-08 | IP | Watts | 20 | 7 | 14626 | BFP002694 | 157-169 Finucane Road Alexandra Hills QLD 4161 | Aldi Foods Pty Limited | 325340 | PO Box 3543 LOGANHOLME QLD 4129 | CMP | 298256 | Cleaners sink area
2017-08-08 | IP | Watts | 25 | 7 | 15682 | BFP002695 | 157-169 Finucane Road Alexandra Hills QLD 4161 | Aldi Foods Pty Limited | 325340 | PO Box 3543 LOGANHOLME QLD 4129 | CMP | 298256 | Pump storage area
2017-08-08 | ZP | Watts | 50 | 9 | 4108 | BFP002696 | 157-169 Finucane Road Alexandra Hills QLD 4161 | Aldi Foods Pty Limited | 325340 | PO Box 3543 LOGANHOLME QLD 4129 | CMP | 298256 | In front garden
2017-08-08 | IP | Watts | 25 | 7 | 11490 | BFP002697 | 157-169 Finucane Road Alexandra Hills QLD 4161 | Aldi Foods Pty Limited | 325340 | PO Box 3543 LOGANHOLME QLD 4129 | CMP | 298256 | Store area left hand side of back door
2013-10-11 | IP | Tyco | 25 | DCV98 | D19577 | BFP002698 | 319-321 Redland Bay Road Capalaba QLD 4157 | Christopher Lawrence As Trustee | 29077 | 319 Redland Bay Road Capalaba QLD 4157 | TST | 34616 | Right hand side fence opposite office (FHR)
2013-10-11 | ZP | Tyco | 32 | RPZ98 | R21774 | BFP002699 | 319-321 Redland Bay Road Capalaba QLD 4157 | Christopher Lawrence As Trustee | 29077 | 37 Woodland Street CARINDALE QLD 4152 | TST | 274795 | Right hand side driveway at rear
2017-11-17 | ZP | WILKINS | 25 | 375 | A037212 | BFP002700 | Victoria Summit 559-561 Redland Bay Road Victoria Point QLD 4165 | Body Corporate For Victoria Summit CTS 42468 | 327770 | PO Box 252 SUNNYBANK QLD 4109 | BC | 368489 | Inside front fence main road end
2017-08-16 | CP | Tyco | 100 | SCDA03 | 95320 | BFP002702 | 80-90 Queen Street Cleveland QLD 4163 | Horizon Housing Company Ltd | 1897 | PO Box 1156 ASHMORE CITY QLD 4214 | CMP | 356758 | Front of building at the boundary alignment for fire services
2013-08-28 | CP | Tyco | 20 | DC03 | 57601 | BFP002703 | 80-90 Queen Street Cleveland QLD 4163 | Horizon Housing Company Ltd | 1897 | Property Management Unit Dept Of Education Training And The Arts PO Box 15033 CITY EAST QLD 4002 | EDU | 81536 | Detector by pass - Front of building at the boundary alignment for fire services
2017-08-16 | IP | Watts | 20 | 007M3-AUSDC | 12624 | BFP002704 | 80-90 Queen Street Cleveland QLD 4163 | Horizon Housing Company Ltd | 1897 | PO Box 1156 ASHMORE CITY QLD 4214 | CMP | 356758 | Car wash bay hose cock in basement for rainwater
2017-08-16 | IP | Watts | 20 | 009M3-AUSRP | 14006 | BFP002705 | 80-90 Queen Street Cleveland QLD 4163 | Horizon Housing Company Ltd | 1897 | Property Management Unit Dept Of Education Training And The Arts PO Box 15033 CITY EAST QLD 4002 | EDU | 81536 | Car wash bay hose cock in basement
2011-08-03 | IP | Febco | 20 | 860L | 15261 | BFP002706 | Gos Court 46 Smith Street Capalaba QLD 4157 | Body Corporate for Gos Court CTS 40292 | 314570 | 32 Dividend Street Mansfield QLD 4122 | BC | 346364 | Unit 2 on wall left hand side of roller door.
2017-09-14 | IP | Febco | 20 | 860L | 15936 | BFP002707 | 7 Ballow Road Dunwich QLD 4183 | Macan Pty Ltd As Trustee | 4572 | 104 Dickson Way Point Lookout QLD 4183 | 0 | 5577 | Right hand side of shop near grease trap CJ'S Island Pizza
2016-10-14 | IP | Watts | 15 | 009AUS | 9983 | BFP002708 | 97-129 Dundas Street Ormiston QLD 4160 | Ormiston College Limited | 932 | PO Box 1835 CLEVELAND DC QLD 4163 | EDU | 1272 | Southern side of new sports building
2017-11-16 | ZP | Tyco | 20 | RP03 | 43748 | BFP002710 | Birkdale Fair Shopping Centre 2-12 Mary Pleasant Drive Birkdale QLD 4159 | The Trust Company (Australia) Limited | 45001 | C/- APN Property Plus PO Box 18011 Collins Street East MELBOURNE VIC 8003 | CMP | 238521 | Rear of Nail Shop next to hot water unit in kitchen (cold water)
2017-11-16 | ZP | Tyco | 20 | RP03 | 43748 | BFP002710 | Birkdale Fair Shopping Centre 2-12 Mary Pleasant Drive Birkdale QLD 4159 | The Trust Company (Australia) Limited | 45001 | C/- Charter Hall GPO Box 2704 SYDNEY NSW 2001 | CMP | 416215 | Rear of Nail Shop next to hot water unit in kitchen (cold water)
2017-11-16 | ZP | Tyco | 15 | RP03 | 58156 | BFP002711 | Birkdale Fair Shopping Centre 2-12 Mary Pleasant Drive Birkdale QLD 4159 | The Trust Company (Australia) Limited | 45001 | PO Box 1098 MORAYFIELD QLD 4506 | TST | 344180 | Rear of Nail Shop next to hot water unit in kitchen (hot water)
2011-08-25 | ZP | TYCO | 20 | RP03 | 51127 | BFP002712 | 16-24 Weippin Street Cleveland QLD 4163 | Bayside Business Park (Cleveland) Pty Ltd As Trustee | 290060 | PO Box 3753 LOGANHOLME QLD 4129 | TST | 313911 | On hose cock rear of building 1
2011-08-25 | CP | TYCO | 20 | RP03 | 49793 | BFP002713 | 16-24 Weippin Street Cleveland QLD 4163 | Bayside Business Park (Cleveland) Pty Ltd As Trustee | 290060 | PO Box 798 Cleveland QLD 4163 | CMP | 54756 | On chiller unit in MRI area
2017-09-02 | IP | Tyco | 20 |  | 54106 | BFP002714 | Cleveland Harbourside Centre (W'worths) 67-107 Middle Street Cleveland QLD 4163 | The Trust Company Limited | 1500 | C/- Folkestone Property Management Pty Ltd PO BOX 327 COLLINS STREET WEST MELBOURNE VIC 8007 | CMP | 246418 | Behind Compactor South Mall
2014-05-02 | IP | Tyco | 15 | RP03 | 8146 | BFP002716 | Redland Bay Golf Club 27-31 North Street Redland Bay QLD 4165 | Redland Bay Golf Club Inc | 36127 | Redland Bay Golf Club 27-31 North Street Redland Bay QLD 4165 | Sport | 6251 | Under cleaners sink storeroom next to cold room
2017-09-21 | IP | Watts | 20 | 009M3 | 13156 | BFP002717 | 14B Gordon Road Macleay Island QLD 4184 | Bay Islands Golf Club Inc | 388660 | PO Box 1044 MACLEAY ISLAND QLD 4184 | Sport | 60602 | Front left hand side of machinery shed
2014-05-12 | ZP | Tyco | 40 | RP03 | 4276 | BFP002718 | Redland On The Bay 17-27 Pelorus Street Redland Bay QLD 4165 | Body Corporate For Redland On The Bay CTS 33686 | 262070 | C/- PO Box 743 MORNINGSIDE QLD 4170 | BC | 275446 | In garden 40m right hand side of Keswick Place at pool area
2017-09-25 | ZP | Febco | 40 | 825Y | 7289 | BFP002720 | 261-263 South Street Cleveland QLD 4163 | Pryde Fabrications Pty Ltd As Trustee | 41609 | PO Box 3850 VICTORIA POINT WEST QLD 4165 | TST | 76572 | In gas bottle cage at back of toilet block
2017-08-22 | CP | Valvtec | 50 | RPZ98 | R132224 | BFP002721 | 128-158 Dundas Street Ormiston QLD 4160 | Bradley Robert Skinner As Trustee | 929 | 128-158 Dundas Street Ormiston QLD 4160 | TST | 91983 | Left hand side of planter shed
2011-09-20 | ZP | Febco | 25 | 8254 | 8790 | BFP002722 | 103 Redland Bay Road Capalaba QLD 4157 | Barton Holdings Pty Ltd | 11758 | C/- Ray White Commercial Pty Ltd Bayside PO Box 1197 CAPALABA QLD 4157 | CMP | 14966 | Right Hand side of building
2017-02-15 | ZP | Tyco | 15 | Rp03 | 60157 | BFP002726 | Capalaba Park Shopping Centre 7-45 Redland Bay Road Capalaba QLD 4157 | YFG Shopping Centres as Trustee Trondage Enterprises Pty Ltd | 11785 | C/- CAPALABA SHOPPING CENTRE 7-45 REDLAND BAY ROAD CAPALABA QLD 4157 | TST | 77315 | In back of Shop 41 under bench - USA Nails
2017-02-14 | ZP | Tyco | 20 | Rp03 | 60301 | BFP002727 | Capalaba Park Shopping Centre 7-45 Redland Bay Road Capalaba QLD 4157 | YFG Shopping Centres as Trustee Trondage Enterprises Pty Ltd | 11785 | Capalaba Park Shopping Centre 7-45 Redland Bay Road Capalaba QLD 4157 | CMP | 369358 | In back of Shop 41 under bench - USA Nails
2017-12-12 | IP | Tyco | 25 | DC03 | 56951 | BFP002728 | Redlands Business Park 14 Lennox Street Redland Bay QLD 4165 | Alan Gordon Wilson As Trustee Pamela Helen Cawell As Trustee | 312470 | PO Box 649 CLEVELAND QLD 4163 | CMP | 106649 | Under fire hose reel Unit 1 - Ultra Tune
2017-12-12 | IP | Wilkins | 15 | 975XL | W361186 | BFP002729 | Redlands Business Park 14 Lennox Street Redland Bay QLD 4165 | Alan Gordon Wilson As Trustee Pamela Helen Cawell As Trustee | 312470 | PO Box 649 CLEVELAND QLD 4163 | TST | 399950 | Inside building at wash down bay beside oil separator
2017-11-17 | ZP | Febco | 20 | 860L | H02676 | BFP002730 | Bahia Breeze 121 Broadwater Terrace Redland Bay QLD 4165 | Body Corporate For Bahia Breeze CTS 43149 | 335910 | C/- Capitol Body Corporate Administration PO Box 2362 CHERMSIDE QLD 4032 | BC | 376360 | End of driveway next to Clear Make Seperator Unit - Car Wash
2014-11-07 | CP | Tyco | 25 | DC03 | 27017 | BFP002731 | 10-16 Salisbury Street Redland Bay QLD 4165 | No owners recorded | 370630 | C/- Aveo Group GPO Box 2447 BRISBANE QLD 4001 | CMP | 423235 | In garden to the right of main carpark driveway
2013-12-02 | IP | Tyco | 15mm | RP03 | 59900 | BFP002734 | 155 Old Cleveland Road Capalaba QLD 4157 | William & Lynette A Upton As Trustee | 11520 | 112 Degen Road Capalaba QLD 4157 | TST | 315785 | Behind Bath Tub
2017-10-24 | ZP | Wilkins | 100 | 350 | 33902 | BFP002735 | Whepstead Rise 1-5 Edith Street Wellington Point QLD 4160 | Body Corporate For Whepstead Rise CTS 43174 | 334850 | PO Box 539 CLEVELAND QLD 4163 | BC | 377057 | Fire main beside meter
2017-10-24 | ZP | Wilkins | 20 | 350 | A040223 | BFP002736 | Whepstead Rise 1-5 Edith Street Wellington Point QLD 4160 | Body Corporate For Whepstead Rise CTS 43174 | 334850 | PO Box 539 CLEVELAND QLD 4163 | BC | 377057 | Fire main bypass beside meter
2017-10-24 | ZP | Watts | 20 | 007m3aus | A00440 | BFP002737 | Whepstead Rise 1-5 Edith Street Wellington Point QLD 4160 | Body Corporate For Whepstead Rise CTS 43174 | 334850 | PO Box 539 CLEVELAND QLD 4163 | BC | 377057 | Front wall Unit 9
2017-10-24 | ZP | Watts | 20 | 007M3aus | 14619 | BFP002738 | Whepstead Rise 1-5 Edith Street Wellington Point QLD 4160 | Body Corporate For Whepstead Rise CTS 43174 | 334850 | PO Box 539 CLEVELAND QLD 4163 | BC | 377057 | Front wall Unit 11
2017-10-24 | ZP | Watts | 20 | 007M3aus | 14623 | BFP002739 | Whepstead Rise 1-5 Edith Street Wellington Point QLD 4160 | Body Corporate For Whepstead Rise CTS 43174 | 334850 | PO Box 539 CLEVELAND QLD 4163 | BC | 377057 | Front wall Unit 10
2017-10-24 | IP | Watts | 20 | 009M3aus | 14080 | BFP002740 | Whepstead Rise 1-5 Edith Street Wellington Point QLD 4160 | Body Corporate For Whepstead Rise CTS 43174 | 334850 | PO Box 539 CLEVELAND QLD 4163 | BC | 377057 | Carwash area
2017-10-24 | IP | Watts | 20 | 009M3aus | 14251 | BFP002741 | Whepstead Rise 1-5 Edith Street Wellington Point QLD 4160 | Body Corporate For Whepstead Rise CTS 43174 | 334850 | PO Box 539 CLEVELAND QLD 4163 | BC | 377057 | Bin wash bay
2017-12-23 | ZP | tyco | 15 | RP03 | 21623 | BFP002744 | Capalaba Park Shopping Centre 7-45 Redland Bay Road Capalaba QLD 4157 | YFG Shopping Centres as Trustee Trondage Enterprises Pty Ltd | 11785 | C/- CAPALABA SHOPPING CENTRE 7-45 REDLAND BAY ROAD CAPALABA QLD 4157 | TST | 77315 | Under wash sink hot water service - Lenards
2017-02-23 | IP | Tyco | 20 | RP03 | 23634 | BFP002745 | Capalaba Park Shopping Centre 7-45 Redland Bay Road Capalaba QLD 4157 | YFG Shopping Centres as Trustee Trondage Enterprises Pty Ltd | 11785 | Capalaba Park Shopping Centre 7-45 Redland Bay Road Capalaba QLD 4157 | CMP | 369358 | Under wash sink cold water supply - Lenards
2017-12-07 | IP | Tyco | 20 | RP03 | 58372 | BFP002746 | Maridale Park Shops 76-84 Ney Road Capalaba QLD 4157 | Efstathis Property Group Pty Ltd As Trustee | 29110 | 20 Martingale Court Cleveland QLD 4163 | CMP | 389521 | Callaghan Road side at Grease Trap
2017-02-20 | IP | Watts | 50 | 009MZ | 533 | BFP002748 | Alexandra Hills State High School 3-21 Windemere Road Alexandra Hills QLD 4161 | The State Of Queensland (Represented By Department Of Education & Training) | 233450 | PO BOX 234 CAPALABA DC QLD 4157 | EDU | 81501 | Southern end of science block
2017-11-10 | IP | Apollo | 20 | 40203T11 | 306196 | BFP002749 | Wellington Point State School 452-478 Main Road Wellington Point QLD 4160 | The State Of Queensland (Represented By Department of Education & Training) | 27957 | 476 Main Road Wellington Point QLD 4160 | EDU | 81546 | Underneath covered walkway at front of building - opposite H Block (Home Ecc)
2017-10-05 | CP | tyco | 150 | DCDA03 | 94937 | BFP002750 | 36-50 Bunker Road Victoria Point QLD 4165 | Renaissance Victoria Point Pty Ltd | 294930 | PO Box 143 Cleveland QLD 4163 | CMP | 70793 | Left hand side of entrance
2017-10-05 | CP | Tyco | 150 | DCDA03 | 57391 | BFP002751 | 36-50 Bunker Road Victoria Point QLD 4165 | Renaissance Victoria Point Pty Ltd | 294930 | PO Box 143 Cleveland QLD 4163 | CMP | 70793 | Left hand side of entrance
2017-11-02 | ZP | Tyco | 50 | RP03 | 60323 | BFP002754 | 2-30 Delancey Street Cleveland QLD 4163 | The State Of Qld (Rep By Dept Of Agriculture & Fisheries & Forestry) | 399960 | PO Box 327 CLEVELAND QLD 4163 | 6 | 397121 | Shark Net Shed Opposite 4 Door Shed Shade Cloth Covered Area
2017-01-27 | IP | Febco | 20 | 860l | H15888 | BFP002758 | Mooloomba Road Point Lookout QLD 4183 | Redland City Council As Trustee City Spaces | 33191 | PO Box 21 Cleveland QLD 4163 | 2 | 80336 | Community Centre - right hand side of dwelling near hose cock
2016-06-22 | IP | Febco | 20 | 805Y | 2990 | BFP002759 | 56 Darwalla Road Mount Cotton QLD 4165 | Darwalla Poultry Producers Pty Ltd | 32745 | Seaview Road MOUNT COTTON QLD 4165 | CMP | 39178 | Outside building hatchery near sliding door.
2016-06-22 | IP | Febco | 25 | 850 | H05372 | BFP002760 | 56 Darwalla Road Mount Cotton QLD 4165 | Darwalla Poultry Producers Pty Ltd | 32745 | Seaview Road MOUNT COTTON QLD 4165 | CMP | 39178 | On outside back wall of main office building
2014-05-02 | IP | TYCO | 20 | RP03 | 36853 | BFP002761 | Our Lady Star of the Sea 51 Passage Street Cleveland QLD 4163 | The Corporation Of The Trustees Of The Roman Catholic Archdiocese Of Brisbane (Our Lady Star Of The Sea) | 1633 | GPO BOX 282 BRISBANE QLD 4001 | 8 | 37993 | In bin enclosure on library building
2017-06-03 | IP | Tyco | 25 | DC03 | 56348 | BFP002762 | Our Lady Star of the Sea 51 Passage Street Cleveland QLD 4163 | The Corporation Of The Trustees Of The Roman Catholic Archdiocese Of Brisbane (Our Lady Star Of The Sea) | 1633 | PO Box 252 CLEVELAND QLD 4163 | 8 | 12349 | Fire Hose Reel on wall of library
2017-01-05 | IP | Febco | 20 | 805Y | 19385 | BFP002766 | 6-9 Christine Place Capalaba QLD 4157 | Nigel A & Joanna E Stainer As Trustees Graham D Stainer As Trustee Allan G Stainer As Trustee | 237730 | PO Box 4087 GUMDALE QLD 4154 | TST | 304684 | Behind fire booster cabinet on left driveway
2017-01-05 | CP | Tyco | 100 | SCDA98 | 03E011832 | BFP002767 | 6-9 Christine Place Capalaba QLD 4157 | Nigel A & Joanna E Stainer As Trustees Graham D Stainer As Trustee Allan G Stainer As Trustee | 237730 | 6-9 Christine Place Capalaba QLD 4157 | TST | 237460 | Behind fire booster cabinet on left driveway
2015-02-03 | CP | Tyco | 100 | DCDA03 | 93411 | BFP002769 | Amity Point Community Club 24-42 Claytons Road Amity QLD 4183 | The Amity Point Community Club Incorporated | 352220 | PO Box 4072 AMITY POINT QLD 4183 | ORG | 59210 | 37 Meters on left hand side down Wallan Creek Drive.
2015-02-03 | CP | Tyco | 32 | DC03 | 41183 | BFP002770 | Amity Point Community Club 24-42 Claytons Road Amity QLD 4183 | The Amity Point Community Club Incorporated | 352220 | PO Box 4072 AMITY POINT QLD 4183 | ORG | 59210 | Detector (By-Pass)
2016-12-19 | CP | Tyco | 32 | DC03 | 82602 | BFP002772 | 5 Hook Street Capalaba QLD 4157 | Jardale Pty Ltd | 320830 | 3 Plaxtol Court Alexandra Hills QLD 4161 | TST | 281246 | Front right hand side of driveway on meter
2016-11-22 | IP | Wilkins | 20 | 350 | A078431 | BFP002773 | 19-20 Ostend Court 19-20 Ostend Court Cleveland QLD 4163 | Body Corporate For 19-20 Ostend Court Cleveland CTS 43776 | 337670 | C/- Whittles Strata & Community Title Services PO Box 539 CLEVELAND QLD 4163 | BC | 384071 | Car wash bay
2017-01-10 | IP | Tyco | 15 | RP03 | 60830 | BFP002774 | Arowana Place 13 Victor Street Birkdale QLD 4159 | Body Corporate For Arowana Place CTS 43449 | 338320 | C/- Whittles Strata & Community Title Services PO Box 539 CLEVELAND QLD 4163 | BC | 380074 | End of driveway on left hand side nest to visitors car park on oil separator
2016-10-10 | IP | Conbraco | 25 | 40205T1I | 247795 | BFP002775 | 115 Redland Bay Road Capalaba QLD 4157 | Barton Holdings Pty Ltd As Trustee | 11755 | C/- Ray White Commercial Pty Ltd Bayside PO Box 1197 CAPALABA QLD 4157 | CMP | 14966 | Hose Reel front of Ford building behind panel
2016-08-05 | ZP | Tyco | 25 | DCDA03 | 95119 | BFP002776 | 115 Redland Bay Road Capalaba QLD 4157 | Barton Holdings Pty Ltd As Trustee | 11755 | PO Box 2522 MANSFIELD QLD 4122 | TST | 327650 | Front garden water connection
2016-08-05 | ZP | Conbraco | 32 | 40206T2I | 5285137 | BFP002777 | 115 Redland Bay Road Capalaba QLD 4157 | Barton Holdings Pty Ltd As Trustee | 11755 | C/- Ray White Commercial Pty Ltd Bayside PO Box 1197 CAPALABA QLD 4157 | CMP | 14966 | Volkswagen rainbank
2016-10-10 | IP | Combraco | 25 | 40205T1I | 294340 | BFP002778 | 115 Redland Bay Road Capalaba QLD 4157 | Barton Holdings Pty Ltd As Trustee | 11755 | PO Box 2522 MANSFIELD QLD 4122 | TST | 327650 | Volkswagen workshop hose reel
2016-10-10 | IP | Conbraco | 25 | 40105T1I | 350153 | BFP002779 | 115 Redland Bay Road Capalaba QLD 4157 | Barton Holdings Pty Ltd As Trustee | 11755 | C/- Ray White Commercial Pty Ltd Bayside PO Box 1197 CAPALABA QLD 4157 | CMP | 14966 | Volkswagen showroom upstairs under fire hose reel
2016-10-10 | IP | Conbraco | 25 | 40105T1I | 350111 | BFP002780 | 115 Redland Bay Road Capalaba QLD 4157 | Barton Holdings Pty Ltd As Trustee | 11755 | PO Box 2522 MANSFIELD QLD 4122 | TST | 327650 | Volkswagen showroom downstairs under fire hose reel
2016-10-10 | IP | Conbraco | 25 | 40105T1I | 247788 | BFP002781 | 115 Redland Bay Road Capalaba QLD 4157 | Barton Holdings Pty Ltd As Trustee | 11755 | C/- Ray White Commercial Pty Ltd Bayside PO Box 1197 CAPALABA QLD 4157 | CMP | 14966 | Ford office second floor under fire hose reel
2016-08-05 | ZP | Conbraco | 32 | 40206T1I | 285119 | BFP002782 | 115 Redland Bay Road Capalaba QLD 4157 | Barton Holdings Pty Ltd As Trustee | 11755 | PO Box 2522 MANSFIELD QLD 4122 | TST | 327650 | Ford rainbank in spare parts
2016-10-10 | IP | Conbraco | 25 | 40205T1I | 294328 | BFP002783 | 115 Redland Bay Road Capalaba QLD 4157 | Barton Holdings Pty Ltd As Trustee | 11755 | C/- Ray White Commercial Pty Ltd Bayside PO Box 1197 CAPALABA QLD 4157 | CMP | 14966 | Ford workshop hose reel rear of workshop
2016-08-05 | ZP | Tyco | 20 | DC03 | 56390 | BFP002784 | 115 Redland Bay Road Capalaba QLD 4157 | Barton Holdings Pty Ltd As Trustee | 11755 | PO Box 2522 MANSFIELD QLD 4122 | TST | 327650 | Front garden water connection
2017-01-14 | CP | Tyco | 100 | DCDA03 | 94585 | BFP002785 | 22 Passage Street Cleveland QLD 4163 | Horizon Housing Company Ltd | 328350 | PO Box 1156 ASHMORE CITY QLD 4214 | CMP | 356758 | Front left hand side boundary
2017-01-14 | IP | Tyco | 25 | DC03 | 60878 | BFP002786 | 22 Passage Street Cleveland QLD 4163 | Horizon Housing Company Ltd | 328350 | PO Box 4222 ROBINA TOWN CENTRE QLD 4230 | CMP | 366456 | Front left hand boundary
2017-01-14 | ZP | Tyco | 20 | RP03 | 59396 | BFP002787 | 22 Passage Street Cleveland QLD 4163 | Horizon Housing Company Ltd | 328350 | PO Box 1156 ASHMORE CITY QLD 4214 | CMP | 356758 | Garbage room
2017-01-14 | IP | Tyco | 25 | RP03 | 59648 | BFP002788 | 22 Passage Street Cleveland QLD 4163 | Horizon Housing Company Ltd | 328350 | PO Box 4222 ROBINA TOWN CENTRE QLD 4230 | CMP | 366456 | At fire hose reel in basement
2014-01-21 | ZP | Tyco | 20 | DC03 | 44524 | BFP002790 | Redlands Business Park 55-57 Jardine Drive Redland Bay QLD 4165 | Philadephia Rose Investments Pty Ltd | 312700 | PO Box 3079 VICTORIA POINT QLD 4165 | CMP | 359184 | Right hand corner of rear store room
2014-01-21 | ZP | Febco | 20 | 860L | H12828 | BFP002791 | Redlands Business Park 55-57 Jardine Drive Redland Bay QLD 4165 | Philadephia Rose Investments Pty Ltd | 312700 | PO Box 649 CLEVELAND QLD 4163 | CMP | 233202 | Right hand corner of rear store room
2014-01-28 | ZP | Febco | 32 | 860L | H01011 | BFP002793 | Redlands Business Park 55-57 Jardine Drive Redland Bay QLD 4165 | Philadephia Rose Investments Pty Ltd | 312700 | PO Box 3079 VICTORIA POINT QLD 4165 | CMP | 359184 | Front left hand side of exit driveway
2017-06-20 | CP | Tyco | 100 | RP03 | 95937 | BFP002794 | Alexandra Hills Shopping Centre 71 Cambridge Drive Alexandra Hills QLD 4161 | Blau Holdings Pty Ltd As Trustee Rakio Pty Ltd As Trustee | 387010 | C/-Centre Mgr Alex Hills Shopctr Cnr Finucane Rd & Cambridge Dr ALEXANDRA HILLS QLD 4161 | TST | 341708 | Next to driveway entrance on Finucane Road inside cage
2016-10-07 | ZP | Tyco | 25 |  | 60690 | BFP002796 | 107 Old Cleveland Road Capalaba QLD 4157 | Sihota Investments Pty Ltd | 375180 | 6 Champion Lane Wellington Point QLD 4160 | CMP | 102778 | Front wall of home brew shop
2017-02-14 | ZP | Febco | 20 | 850L | H05494 | BFP002797 | Capalaba Park Shopping Centre 7-45 Redland Bay Road Capalaba QLD 4157 | YFG Shopping Centres as Trustee Trondage Enterprises Pty Ltd | 11785 | C/- CAPALABA SHOPPING CENTRE 7-45 REDLAND BAY ROAD CAPALABA QLD 4157 | TST | 77315 | Cleaners room next to main female toilet - Centre Management
2012-03-20 | ZP | Valvetec | 32 | DCV98 | D12107 | BFP002798 | Victoria Point Shopping Centre 2-34 Bunker Road Victoria Point QLD 4165 | Lipoma Pty Ltd As Trustee | 237850 | PO Box 3354 VICTORIA POINT WEST QLD 4165 | TST | 114027 | Coles - Front right hand side of store on wall for fire service
2012-02-02 | ZP | Wilkens | 25 | N/A | 7434593 | BFP002799 | Ormiston State School 82-110 Gordon Street Ormiston QLD 4160 | The State Of Queensland (Represented By Department of Education & Training) | 475 | Ormiston State School 82-110 Gordon Street Ormiston QLD 4160 | EDU | 81548 | By pass to mains on oval (Detector By-Pass)
2014-01-10 | IP | Conbraco | 150 | 10CE1 | 8747 | BFP002801 | Mary Mckillop Catholic Parish Primary School 130-156 Collingwood Road Birkdale QLD 4159 | The Corporation Of The Trustees Of The Roman Catholic Archdiocese Of Brisbane | 43526 | GPO BOX 282 BRISBANE QLD 4001 | 8 | 37993 | By pass meter inside boundary on Hardy Road
2014-01-10 | IP | Tyco | 25 | DC03 | 43561 | BFP002802 | Mary Mckillop Catholic Parish Primary School 130-156 Collingwood Road Birkdale QLD 4159 | The Corporation Of The Trustees Of The Roman Catholic Archdiocese Of Brisbane | 43526 | GPO BOX 282 BRISBANE QLD 4001 | 8 | 37993 | In fire reel cupboard ground floor, near hall
2014-01-10 | IP | Febco | 20 | 825y | 4845 | BFP002803 | Mary Mckillop Catholic Parish Primary School 130-156 Collingwood Road Birkdale QLD 4159 | The Corporation Of The Trustees Of The Roman Catholic Archdiocese Of Brisbane | 43526 | GPO BOX 282 BRISBANE QLD 4001 | 8 | 37993 | Rear of year 7 building
2014-01-10 | IP | Febco | 20 | 850L | H04696 | BFP002804 | Mary Mckillop Catholic Parish Primary School 130-156 Collingwood Road Birkdale QLD 4159 | The Corporation Of The Trustees Of The Roman Catholic Archdiocese Of Brisbane | 43526 | GPO BOX 282 BRISBANE QLD 4001 | 8 | 37993 | By pass meter inside boundary on Hardy Road
2014-02-20 | IP | Tyco | 25 | DC03 | 62735 | BFP002805 | Capalaba Central Shopping Centre 38-62 Moreton Bay Road Capalaba QLD 4157 | Shayher Alliance Pty Limited As Trustee | 54896 | C/- Wynnum Retail Management Pty Ltd PO Box 683 CAPALABA QLD 4157 | TST | 426023 | In stock room at fire escape on Fire Hose Reel - Coles
2014-02-20 | IP | Watts | 25 | 007m1AUS | 8004 | BFP002806 | Capalaba Central Shopping Centre 38-62 Moreton Bay Road Capalaba QLD 4157 | Shayher Alliance Pty Limited As Trustee | 54896 | PO Box 683 CAPALABA QLD 4157 | CMP | 103277 | On fire hose reel rear right hand side of store - Coles
2014-02-25 | IP | Watts | 15 | 009-AUS | 5006 | BFP002807 | Capalaba Central Shopping Centre 38-62 Moreton Bay Road Capalaba QLD 4157 | Shayher Alliance Pty Limited As Trustee | 54896 | C/- Wynnum Retail Management Pty Ltd PO Box 683 CAPALABA QLD 4157 | TST | 426023 | In bin room on hose cock - Coles
2014-02-20 | ZP | Febco | 50 | 860L | 204 | BFP002808 | Capalaba Central Shopping Centre 38-62 Moreton Bay Road Capalaba QLD 4157 | Shayher Alliance Pty Limited As Trustee | 54896 | PO Box 683 CAPALABA QLD 4157 | CMP | 103277 | In Plant Room - Coles
2014-02-20 | IP | Watts | 15 | 009-AUS | 7569 | BFP002809 | Capalaba Central Shopping Centre 38-62 Moreton Bay Road Capalaba QLD 4157 | Shayher Alliance Pty Limited As Trustee | 54896 | C/- Wynnum Retail Management Pty Ltd PO Box 683 CAPALABA QLD 4157 | TST | 426023 | Under sink in meat prep area - Coles
2014-02-25 | IP | Watts | 15 | 009-AUS | 7547 | BFP002810 | Capalaba Central Shopping Centre 38-62 Moreton Bay Road Capalaba QLD 4157 | Shayher Alliance Pty Limited As Trustee | 54896 | PO Box 683 CAPALABA QLD 4157 | CMP | 103277 | Under sink in bakery - Coles
2014-02-20 | IP | Watts | 15 | 009-AUS | 7543 | BFP002811 | Capalaba Central Shopping Centre 38-62 Moreton Bay Road Capalaba QLD 4157 | Shayher Alliance Pty Limited As Trustee | 54896 | C/- Wynnum Retail Management Pty Ltd PO Box 683 CAPALABA QLD 4157 | TST | 426023 | Under sink in deli - Coles
2014-02-20 | ZP | Watts | 15 | 009-AUS | 7597 | BFP002812 | Capalaba Central Shopping Centre 38-62 Moreton Bay Road Capalaba QLD 4157 | Shayher Alliance Pty Limited As Trustee | 54896 | PO Box 683 CAPALABA QLD 4157 | CMP | 103277 | Under sink in deli prep area - Coles
2014-02-20 | IP | Watts | 15 | 009-AUS | 7538 | BFP002813 | Capalaba Central Shopping Centre 38-62 Moreton Bay Road Capalaba QLD 4157 | Shayher Alliance Pty Limited As Trustee | 54896 | C/- Wynnum Retail Management Pty Ltd PO Box 683 CAPALABA QLD 4157 | TST | 426023 | Under sink in fresh produce prep area - Coles
2014-02-20 | ZP | Febco | 20 | 860L | 5045 | BFP002815 | Capalaba Central Shopping Centre 38-62 Moreton Bay Road Capalaba QLD 4157 | Shayher Alliance Pty Limited As Trustee | 54896 | PO Box 683 CAPALABA QLD 4157 | CMP | 103277 | Roof - Coles
2014-02-20 | IP | Febco | 20 | 860L | 4169 | BFP002816 | Capalaba Central Shopping Centre 38-62 Moreton Bay Road Capalaba QLD 4157 | Shayher Alliance Pty Limited As Trustee | 54896 | C/- Wynnum Retail Management Pty Ltd PO Box 683 CAPALABA QLD 4157 | TST | 426023 | External Wall Opposite Energex Substiation Near Grease Trap - Coles
2014-02-20 | IP | Febco | 20 | 860L | 4352 | BFP002819 | Capalaba Central Shopping Centre 38-62 Moreton Bay Road Capalaba QLD 4157 | Shayher Alliance Pty Limited As Trustee | 54896 | PO Box 683 CAPALABA QLD 4157 | CMP | 103277 | External Wall Opposite Energex Substiation Near Grease Trap - Coles
2017-05-15 | IP | FEBCO | 15 | 860L | H16570 | BFP002820 | 1 Fraser Street Dunwich QLD 4183 | Mr John R Bryant As Trustee | 4173 | PO BOX 155 DUNWICH QLD 4183 | TST | 5254 | Right hand side of garage under Hose Cock
2018-01-22 | ZP | FEBCO | 20 | 009M3AUS | 15516 | BFP002822 | Raby Bay Harbour Body Corporate 152-166 Shore Street West Cleveland QLD 4163 | Body Corporate For Raby Bay Harbour Principal CTS 30942 | 234280 | C/- Archers Body Corporate Management Pty Ltd GPO Box 3025 BRISBANE QLD 4001 | BC | 239140 | K9 Chic - Dogwash area in wall behind washing machines
2012-05-08 | ZP | FEBCO | 15 | 009-AUS | 9884 | BFP002823 | Raby Bay Harbour Body Corporate 152-166 Shore Street West Cleveland QLD 4163 | Body Corporate For Raby Bay Harbour Principal CTS 30942 | 234280 | C/- Archers Body Corporate Management Pty Ltd GPO Box 3025 BRISBANE QLD 4001 | BC | 239140 | K9 Chic - Dogwash area in wall behind washing machines
2017-09-11 | ZP | Tyco | 20 | DCDA03 | 39510 | BFP002824 | Waters Edge On Cleveland 150 Middle Street Cleveland QLD 4163 | Body Corporate For Waters Edge On Cleveland CTS 40245 | 313890 | PO Box 743 MORNINGSIDE QLD 4170 | BC | 345807 | On fire main line beside fire booster room
2017-07-31 | ZP | Febco | 25 | 860L | H04765 | BFP002825 | Sentinels West 38 Channel Street Cleveland QLD 4163 | Body Corporate For Sentinels West CTS 43236 | 335310 | C/- Whittles Strata & Community Title Services PO Box 539 CLEVELAND QLD 4163 | BC | 377968 | Left hand side carpark near underground rainwater tank mounted on fence
2018-01-15 | IP | Tyco | 20 | RP03 | 59110 | BFP002826 | Mount Cotton State School 1246-1264 Mount Cotton Road Mount Cotton QLD 4165 | The State Of Queensland (Represented By Department Of Education & Training) | 233150 | 1246-1264 Mount Cotton Road Mount Cotton QLD 4165 | EDU | 81547 | Library external wall
2015-09-22 | ZP | Tyco | 50 | RP03 | 64315 | BFP002828 | Cleveland Aquatic Centre 222-230 Russell Street Cleveland QLD 4163 | Redland City Council As Trustee Sport & Community Facilities Unit | 38212 | PO Box 21 Cleveland QLD 4163 | 2 | 81787 | Western end of indoor pool
2012-05-23 | ZP | Valvetec | 15 | DCV98 | 3814 | BFP002829 | Cleveland Aquatic Centre 222-230 Russell Street Cleveland QLD 4163 | Redland City Council As Trustee Sport & Community Facilities Unit | 38212 | PO Box 1132 CLEVELAND QLD 4163 | CMP | 277424 | Drink fountain next to gym
2014-06-20 | IP | Febco | 20 | 860 | 19554 | BFP002831 | 28-36 St Anthony Drive Alexandra Hills QLD 4161 | The Corporation Of The Trustees Of The Roman Catholic Archdiocese Of Brisbane | 327420 | GPO BOX 282 BRISBANE QLD 4001 | 8 | 37993 | Car wash bay on post
2014-06-20 | CP | Tyco | 100 | SCDA03 | 96155 | BFP002832 | 28-36 St Anthony Drive Alexandra Hills QLD 4161 | The Corporation Of The Trustees Of The Roman Catholic Archdiocese Of Brisbane | 327420 | GPO BOX 282 BRISBANE QLD 4001 | 8 | 37993 | Meter Point side of driveway
2014-05-21 | IP | Tyco | 20 | RP03 | 62623 | BFP002834 | 29 Freeth Street 29 Freeth Street East Ormiston QLD 4160 | Body Corporate For Ormiston Outlook CTS 43930 | 341120 | C/- R Matthews & Son Pty Ltd 678 Ipswich Road ANNERLEY QLD 4103 | BC | 386115 | On metered hose cock in central carpark area between buildings
2013-08-15 | CP | Tyco | 100 | SCDA | 96949 | BFP002835 | 21 Enterprise Street 21-27 Enterprise Street Cleveland QLD 4163 | Body Corporate For 21 Enterprise Street CTS 43878 | 340390 | C/- Body Corporate Systems PO Box 743 MORNINGSIDE QLD 4170 | BC | 385202 | Front boundary left hand side of driveway
2013-08-15 | ZP | Watts | 20 | 07M3 | 12557 | BFP002836 | 21 Enterprise Street 21-27 Enterprise Street Cleveland QLD 4163 | Body Corporate For 21 Enterprise Street CTS 43878 | 340390 | C/- Body Corporate Systems PO Box 743 MORNINGSIDE QLD 4170 | BC | 385202 | On external wall of Unit 8
2017-06-22 | ZP | Tyco | 20 | RP03 | 18201 | BFP002837 | Freshwater Pavilions 92 Sturgeon Street Ormiston QLD 4160 | Body Corporate For Freshwater Pavilions CTS 42702 | 333440 | PO Box 466 TOOWONG QLD 4066 | BC | 371361 | Right hand post of car washdown bay at back of unit complex driveway
2017-06-22 | CP | Wilkins | 100 | 350 | J34545 | BFP002838 | Freshwater Pavilions 92 Sturgeon Street Ormiston QLD 4160 | Body Corporate For Freshwater Pavilions CTS 42702 | 333440 | PO Box 466 TOOWONG QLD 4066 | BC | 371361 | Left hand side of main entrance in garden bed
2017-06-22 | CP | Wilkins | 25 | 350 | A041013 | BFP002839 | Freshwater Pavilions 92 Sturgeon Street Ormiston QLD 4160 | Body Corporate For Freshwater Pavilions CTS 42702 | 333440 | PO Box 466 TOOWONG QLD 4066 | BC | 371361 | Left hand side of main entrance in garden bed
2017-06-22 | CP | Tyco | 50 | RP03 | 54162 | BFP002840 | Freshwater Pavilions 92 Sturgeon Street Ormiston QLD 4160 | Body Corporate For Freshwater Pavilions CTS 42702 | 333440 | PO Box 466 TOOWONG QLD 4066 | BC | 371361 | Right hand side of driveway beside first visitors car park in garden bed
2015-12-01 | IP | Flomatic | 20 | RPZE | F1315 | BFP002841 | 24-30 Enterprise Street Cleveland QLD 4163 | The Trust Company (Australia) Limited | 38008 | C/- Accounts Payable Locked Bag 4000 LIVERPOOL BC NSW 1871 | CMP | 14872 | In boiler room
2016-07-20 | ZP | Febco | 20 | 860l | 19430 | BFP002842 | 233 Middle Street Cleveland QLD 4163 | Redland City Council Property Services Unit | 1625 | PO Box 21 Cleveland QLD 4163 | 5 | 82305 | Behind large green water tank near main entrance
2017-07-10 | ZP | Febco | 20 | 860L | H19293 | BFP002844 | 42-48 Shore Street West Ormiston QLD 4160 | Krisjade Pty Ltd As Trustee Havenfriend Pty Ltd | 1228 | PO Box 455 Sumner Park BC QLD 4074 | CMP | 247027 | Shop 42 beside cleaners sink (Petbarn)
2017-07-10 | IP | Febco | 20 | 850L | H016734 | BFP002845 | 42-48 Shore Street West Ormiston QLD 4160 | Krisjade Pty Ltd As Trustee Havenfriend Pty Ltd | 1228 | C/- Brookfield Johnson Controls GPO Box 1461 BRISBANE QLD 4001 | BUS | 1656 | Shop 42 Front entry Fire Reel (Petbarn)
2016-09-16 | ZP | Febco | 20 | 825Y | 3025 | BFP002846 | 261-263 South Street Cleveland QLD 4163 | Pryde Fabrications Pty Ltd As Trustee | 41609 | PO Box 3850 VICTORIA POINT WEST QLD 4165 | TST | 76572 | Front of building in garden bed next to pathway and handrail
2016-09-16 | ZP | Febco | 40 | 825Y | 7289 | BFP002847 | 261-263 South Street Cleveland QLD 4163 | Pryde Fabrications Pty Ltd As Trustee | 41609 | PO Box 3850 VICTORIA POINT WEST QLD 4165 | TST | 76572 | Right hand side of front roller door
2017-09-02 | IP | Tyco | 15 | RPZ | 54654 | BFP002848 | Cleveland Harbourside Centre (W'worths) 67-107 Middle Street Cleveland QLD 4163 | The Trust Company Limited | 1500 | C/- Folkestone Property Management Pty Ltd PO BOX 327 COLLINS STREET WEST MELBOURNE VIC 8007 | CMP | 246418 | Behind Woolworths loading dock near Grease traps
2016-10-28 | IP | Febco | 20 | 860L | 19266 | BFP002849 | 25 Macgregor Drive Birkdale QLD 4159 | MacGregor Drive Pty Ltd | 202635 | Level 2 615 Dandenong Road ARMADALE VIC 3143 | CMP | 104687 | Stanthorpe Wing in pan room
2017-05-06 | ZP | Febco | 20 | 860L | 9355 | BFP002850 | Lake Sherrin 67-75 Dinwoodie Road Thornlands QLD 4164 | Lake Sherrin Homes For Aged | 31792 | PO Box 771 TOOWONG BC QLD 4066 | 0 | 37951 | Sewerage Pump Station
2015-05-21 | ZP | Watts | 25 | 9 | 12124 | BFP002851 | Birkdale Transfer Station 555-607 Old Cleveland Road East Birkdale QLD 4159 | Redland City Council As Trustee Red Waste (Transfer Stations) | 204597 | PO Box 21 Cleveland QLD 4163 | 2 | 80336 | Near oil disposal area and emergency eye wash
2015-10-02 | ZP | Tyco | 20 | RP03 | 63484 | BFP002852 | Redland Hospital 21 Weippin Street Cleveland QLD 4163 | Metro South Hospital And Health Service | 24265 | Redland Hospital Building & Maintenance PO Box 585 CLEVELAND QLD 4163 | 6 | 296855 | Fire Hose Reel in Cupboard Near CSD DCV
2012-05-25 | ZP | Tyco | 20 | RP03 | 63487 | BFP002853 | Redland Hospital 21 Weippin Street Cleveland QLD 4163 | Metro South Hospital And Health Service | 24265 | C/- Bayside Health Srv District V Quinlan PO Box 585 CLEVELAND QLD 4163 | 6 | 29488 | Plant Room West Side A & E in Plant Room Cold RPZD
2017-12-07 | ZP | VALVTEC | 20 | RP03 | 172528 | BFP002854 | Redland Hospital 21 Weippin Street Cleveland QLD 4163 | Metro South Hospital And Health Service | 24265 | Redland Hospital Building & Maintenance PO Box 585 CLEVELAND QLD 4163 | 6 | 296855 | Endoscopy Surgical RPZD Hot - ICC.34.1
2012-08-22 | ZP | Tyco | 25 | RP03 | 45237 | BFP002855 | Redland Hospital 21 Weippin Street Cleveland QLD 4163 | Metro South Hospital And Health Service | 24265 | C/- Bayside Health Srv District V Quinlan PO Box 585 CLEVELAND QLD 4163 | 6 | 29488 | Endoscopy Surgical Utility Room - Cold Water
2017-10-26 | ZP | Watts | 20 | 009 M3 | 16581 | BFP002856 | 12-16 Wellington Street Cleveland QLD 4163 | Bax Super Pty Ltd As Trustee | 1384 | Wellington Park Private Care 16 Balmoral Street Wellington Point QLD 4160 | 0 | 1829 | On water supply to hose taps rear of shed beside separation system
2016-11-15 | CP | Tyco | 100 | SCDA03 | 97040 | BFP002857 | 10-12 Smith Street Capalaba QLD 4157 | Veolia Transport Brisbane Pty Ltd | 51153 | PO Box 1190 CAPALABA QLD 4157 | CMP | 271720 | Front LHS of property meter assembly
2017-11-14 | ZP | TYCO | 100 | DC03 | 98402 | BFP002858 | 4 Currumbin Court Capalaba QLD 4157 | Oakstrain Pty Ltd As Trustee | 59943 | PO BOX 5411 ALEXANDRA HILLS QLD 4161 | TST | 79339 | On the Fire Service at the Meter
2016-10-20 | IP | Tyco | 25 | DC03 | 13569 | BFP002859 | 9-11 India Street Capalaba QLD 4157 | Mr George P Nichols | 266990 | 397 Mount Cotton Road Sheldon QLD 4157 | 0 | 15083 | Upstairs Fire Hose Reel caravan repair tenancy
2016-12-14 | IP | Watts | 40 | 009M2 | 35 | BFP002861 | Bayview State School 77 Ziegenfusz Road Thornlands QLD 4164 | The State of Queensland (Represented by Department of Education & Training) | 372380 | Aspire Schools C/- Amp Capital Level 13, 50 Bridge Street SYDNEY NSW 2000 | EDU | 81588 | Creative Art Building Eastern Wall
2017-12-14 | CP | Tyco | 40 | RP03 | 174645 | BFP002862 | Bayview State School 77 Ziegenfusz Road Thornlands QLD 4164 | The State of Queensland (Represented by Department of Education & Training) | 372380 | Aspire Schools C/- Amp Capital Level 13, 50 Bridge Street SYDNEY NSW 2000 | EDU | 81588 | Left side behind creative arts
2017-12-15 | IP | Tyco | 20 | RP03 | 46155 | BFP002864 | German Church Road Wetlands 167-183 Hardwood Drive Mount Cotton QLD 4165 | Redland City Council As Trustee City Spaces | 325780 | PO Box 21 Cleveland QLD 4163 | 2 | 80336 | Pump Station 161 - Hardwood Drive (Opposite 16 Bunya Pine Place Mt Cotton
2017-11-28 | ZP | Watts | 32 | 009M2-AUS | 3521 | BFP002865 | Redlands College 36-44 Anson Road Wellington Point QLD 4160 | Redlands Combined Independent College Inc | 27962 | 38 Anson Road Wellington Point QLD 4160 | EDU | 33100 | Above windows North end pool rhs Supply to trainer pool
2017-11-28 | IP | Valvetec | 25 | DC95 | D6459 | BFP002866 | Redlands College 36-44 Anson Road Wellington Point QLD 4160 | Redlands Combined Independent College Inc | 27962 | 38 Anson Road Wellington Point QLD 4160 | EDU | 33100 | Below FHR in cupboard Level 1 G Block adj lift
2017-11-28 | IP | Valvetec | 25 | DC95 | D6795 | BFP002867 | Redlands College 36-44 Anson Road Wellington Point QLD 4160 | Redlands Combined Independent College Inc | 27962 | 38 Anson Road Wellington Point QLD 4160 | EDU | 33100 | Below FHR in cupboard Ground Floor G Block adj.lift
2017-11-28 | IP | apollo | 25 | 40-100 | 23029 | BFP002868 | Redlands College 36-44 Anson Road Wellington Point QLD 4160 | Redlands Combined Independent College Inc | 27962 | 38 Anson Road Wellington Point QLD 4160 | EDU | 33100 | Outside Pool Chemical store room water hose reel
2017-11-28 | IP | Watts | 25 | 007M1-AUS | 5842 | BFP002869 | Redlands College 36-44 Anson Road Wellington Point QLD 4160 | Redlands Combined Independent College Inc | 27962 | 38 Anson Road Wellington Point QLD 4160 | EDU | 33100 | Below FHR in Cupboard Ground Floor G Block Music Breezeway
2017-11-28 |  | Febco | 25 | 825Y | 3739 | BFP002870 | Redlands College 36-44 Anson Road Wellington Point QLD 4160 | Redlands Combined Independent College Inc | 27962 | 38 Anson Road Wellington Point QLD 4160 | EDU | 33100 | Aircon Compound - N side G Block -Supply to Dark Room
2017-11-28 |  | Apollo | 20 | 40-100 | 175912 | BFP002871 | Redlands College 36-44 Anson Road Wellington Point QLD 4160 | Redlands Combined Independent College Inc | 27962 | 38 Anson Road Wellington Point QLD 4160 | EDU | 33100 | Pool filter room
2017-01-24 | IP | Tyco | 25 | DC03 | 51228 | BFP002872 | 31-75 Taylor Road Sheldon QLD 4157 | Sheldon College | 400710 | PO Box 1188 Capalaba DC QLD 4157 | EDU | 72650 | Western side of Cafeteria on wash down reel
2017-01-27 | IP | Tyco | 15 | RP03 | 22567 | BFP002873 | Dunwich Depot 11-37 Mitchell Crescent Dunwich QLD 4183 | Redland City Council As Trustee Facilities Services | 4306 | PO Box 21 Cleveland QLD 4163 | 2 | 116616 | On rear external wall - Resilience Centre
2017-01-27 | IP | Tyco | 15 | RP03 | 68971 | BFP002874 | Dunwich Depot 11-37 Mitchell Crescent Dunwich QLD 4183 | Redland City Council As Trustee Facilities Services | 4306 | PO Box 21 Cleveland QLD 4163 | 2 | 116616 | On rear external wall - Resilience Centre
2017-08-18 | IP | Conbarco | 25 | 40105T11 | 400659 | BFP002876 | 22-48 Hillview Road Mount Cotton QLD 4165 | Golden Cockerel Pty Ltd | 32759 | PO Box 142 Cleveland QLD 4163 | CMP | 39193 | Behind air liquid tank, feeding fire hose reel
2017-08-18 | IP | Watts | 25 | 007M1-AUS | 10664 | BFP002877 | 19-21 Woodlands Drive Thornlands QLD 4164 | Brisbane Congregation Of Jehovah's Witnesses Incorporated | 31730 | 19-21 Woodlands Drive Thornlands QLD 4164 | 8 | 37870 | Fire cupboard entrance way
2014-11-11 | IP | Watts | 25 | 007M1-AUS | 927 | BFP002880 | Nandeebie Centre Of Care Retirement Village 87 Winchester Road Alexandra Hills QLD 4161 | The Uniting Church In Australia Property Trust (QLD) | 42625 | PO Box 375 MORAYFIELD QLD 4506 | 8 | 11723 | Left hand corner of front of building (Joe Wood Court entrance)
2017-11-23 | CP | Tyco | 20 | DC03 | 67347 | BFP002881 | Bayside Community Care Unit 128 Main Street Redland Bay QLD 4165 | Metro South Hospital And Health Service | 5254 | 178 Main Street Redland Bay QLD 4165 | 0 | 6435 | Right side of fire pump room facing main street
2017-11-23 | CP | Tyco | 40 | RP03 | 62068 | BFP002882 | Bayside Community Care Unit 128 Main Street Redland Bay QLD 4165 | Metro South Hospital And Health Service | 5254 | PO Box 4043 EIGHT MILE PLAINS QLD 4113 | HOS | 391096 | Right side of fire pump room facing main street
2017-11-23 | IP | Tyco | 20 | RP03 | 66640 | BFP002883 | Bayside Community Care Unit 128 Main Street Redland Bay QLD 4165 | Metro South Hospital And Health Service | 5254 | 178 Main Street Redland Bay QLD 4165 | 0 | 6435 | Right side of fire pump room facing main street
2017-11-23 | CP | Tyco | 100 | DCDA03 | 96891 | BFP002884 | Bayside Community Care Unit 128 Main Street Redland Bay QLD 4165 | Metro South Hospital And Health Service | 5254 | PO Box 4043 EIGHT MILE PLAINS QLD 4113 | HOS | 391096 | Right side of fire pump room facing main street
2017-11-23 | IP | Tyco | 25 | DC03 | 61724 | BFP002885 | Bayside Community Care Unit 128 Main Street Redland Bay QLD 4165 | Metro South Hospital And Health Service | 5254 | 178 Main Street Redland Bay QLD 4165 | 0 | 6435 | Fire hose reel on Building 5 stairs (in cabinet)
2017-11-23 | IP | Tyco | 25 | DC03 | 68704 | BFP002886 | Bayside Community Care Unit 128 Main Street Redland Bay QLD 4165 | Metro South Hospital And Health Service | 5254 | PO Box 4043 EIGHT MILE PLAINS QLD 4113 | HOS | 391096 | Fire hose reel on Building 2 Stairs (in cabinet)
2017-11-23 | IP | Tyco | 25 | DC03 | 64502 | BFP002887 | Bayside Community Care Unit 128 Main Street Redland Bay QLD 4165 | Metro South Hospital And Health Service | 5254 | 178 Main Street Redland Bay QLD 4165 | 0 | 6435 | In fire hose reel cabinet on Building 9
2017-11-23 | IP | Tyco | 20 | RP03 | 64414 | BFP002888 | Bayside Community Care Unit 128 Main Street Redland Bay QLD 4165 | Metro South Hospital And Health Service | 5254 | PO Box 4043 EIGHT MILE PLAINS QLD 4113 | HOS | 391096 | In cabinet at back of Buildling 1 facing Boundary Street
2017-11-23 | IP | Tyco | 15 | RP03 | 68178 | BFP002889 | Bayside Community Care Unit 128 Main Street Redland Bay QLD 4165 | Metro South Hospital And Health Service | 5254 | 178 Main Street Redland Bay QLD 4165 | 0 | 6435 | In cabinet at back of Building 1 facing Boundary Street
2017-11-23 | IP | Tyco | 40 | DC03 | 66506 | BFP002890 | Bayside Community Care Unit 128 Main Street Redland Bay QLD 4165 | Metro South Hospital And Health Service | 5254 | C/-Metro South Hospital And Health Service PO Box 6046 UPPER MOUNT GRAVATT QLD 4122 | 6 | 349978 | In Plant Room of Building 9
2016-12-06 | IP | Tyco | 15 | RP03 | 65159 | BFP002891 | Bayside Community Care Unit 128 Main Street Redland Bay QLD 4165 | Metro South Hospital And Health Service | 5254 | PO Box 4043 EIGHT MILE PLAINS QLD 4113 | HOS | 391096 | Right side of Unit 6 in Cabinet
2017-11-23 | IP | Tyco | 15 | RP03 | 65053 | BFP002892 | Bayside Community Care Unit 128 Main Street Redland Bay QLD 4165 | Metro South Hospital And Health Service | 5254 | 178 Main Street Redland Bay QLD 4165 | 0 | 6435 | Right side of Unit 6 in cabinet
2017-11-23 | IP | Tyco | 15 | RP03 | 68389 | BFP002893 | Bayside Community Care Unit 128 Main Street Redland Bay QLD 4165 | Metro South Hospital And Health Service | 5254 | PO Box 4043 EIGHT MILE PLAINS QLD 4113 | HOS | 391096 | Left side of Unit 5 in cabinet
2017-11-23 | IP | Tyco | 15 | RP03 | 67917 | BFP002894 | Bayside Community Care Unit 128 Main Street Redland Bay QLD 4165 | Metro South Hospital And Health Service | 5254 | 178 Main Street Redland Bay QLD 4165 | 0 | 6435 | Left side of Unit 5 in cabinet
2011-05-13 | IP | Tyco | 20 | DC03 | 47365 | BFP002895 | 6A Sentinel Court Cleveland QLD 4163 | Mr Sanjay D Joshi | 326170 | PO Box 229 CLEVELAND QLD 4163 | 0 | 31687 | On mains water supply to Onga water switch RHS of garage door, external (underground water tank)
2016-01-22 | ZP | Zurn/Wilkins | 20 | 375RP | A207414 | BFP002896 | Victoria Point Shopping Centre 2-34 Bunker Road Victoria Point QLD 4165 | Lipoma Pty Ltd As Trustee | 237850 | PO Box 3354 VICTORIA POINT WEST QLD 4165 | TST | 114027 | Wash Bay - Green Car Wash
2017-05-27 | ZP | Tyco | 20 | RP03 | 65080 | BFP002897 | Mater Private Hospital 41 Weippin Street Cleveland QLD 4163 | Mater Private Hospital | 240690 | 41 Weippin Street Cleveland QLD 4163 | HOS | 232323 | Mater Private Hospital - Asset No. 147080 - For Soluscopes in stainless steel box in Procedure Room, Ground floor
2017-04-10 | ZP | Tyco | 20 | RP03 | 65094 | BFP002898 | Mater Private Hospital 41 Weippin Street Cleveland QLD 4163 | Mater Private Hospital | 240690 | 41 Weippin Street Cleveland QLD 4163 | HOS | 232323 | Level 2 Dirty Utility Room under bench (Loc 15179)
2015-06-16 | ZP | Tyco | 20 | RP03 | 65095 | BFP002899 | Mater Private Hospital 41 Weippin Street Cleveland QLD 4163 | Mater Private Hospital | 240690 | 41 Weippin Street Cleveland QLD 4163 | HOS | 232323 | Level 2 Dirty Utility room under bench (Loc 15179)
2012-10-03 | IP | Tyco | 20 | RP03 | 65074 | BFP002901 | Mater Private Hospital 41 Weippin Street Cleveland QLD 4163 | Mater Private Hospital | 240690 | 41 Weippin Street Cleveland QLD 4163 | HOS | 232323 | On Wall in Cleaners Room, Ground Floor, Theatres (Loc 15428)
2017-02-03 | ZP | Febco | 25 | 850L | 8551 | BFP002902 | Redland Museum 60 Smith Street Cleveland QLD 4163 | No owners recorded | 63834 | Redland Museum 60 Smith Street Cleveland QLD 4163 | 5 | 110766 | On 25mm copper fire line in front court yard
2016-12-02 | IP | Wilkins | 25 | 350 | A081179 | BFP002909 | 12 Daintree Drive 20 Daintree Drive Redland Bay QLD 4165 | Body Corporate For 12 Daintree Drive CTS 41404 | 342970 | C/- Whittles Strata & Community Title Services PO Box 539 CLEVELAND QLD 4163 | BC | 358885 | Under FHR front of Unit 10
2016-12-02 | IP | Wilkins | 25 | 350 | A187074 | BFP002910 | 12 Daintree Drive 20 Daintree Drive Redland Bay QLD 4165 | Body Corporate For 12 Daintree Drive CTS 41404 | 342970 | C/- Whittles Strata & Community Title Services PO Box 539 CLEVELAND QLD 4163 | BC | 358885 | Under hose reel Front of Unit 14
2016-12-02 | IP | Wilkins | 25 | 350 | A178866 | BFP002911 | 12 Daintree Drive 20 Daintree Drive Redland Bay QLD 4165 | Body Corporate For 12 Daintree Drive CTS 41404 | 342970 | C/- Whittles Strata & Community Title Services PO Box 539 CLEVELAND QLD 4163 | BC | 358885 | Under Hose Reel front of Unit 13
2016-12-02 | IP | Watts | 20 | 009M3-AUS | 14788 | BFP002914 | 1-7 Finucane Road Capalaba QLD 4157 | Chamberlain Nominees Pty Ltd | 53278 | C/- Pearson Bros Property Management PO Box 278 CLEVELAND QLD 4163 | CMP | 63070 | Rear back of building outside
2016-12-02 | IP | Watts | 15 | 009-AUS | 10426 | BFP002915 | 1-7 Finucane Road Capalaba QLD 4157 | Chamberlain Nominees Pty Ltd | 53278 | C/- Pearson Bros Property Management PO Box 278 CLEVELAND QLD 4163 | CMP | 63070 | Rear back of building outside
2015-04-24 | IP | Tyco | 32 | RPZ98 | R25496 | BFP002916 | 19 Mooloomba Rd Unit 1/19 Mooloomba Road Point Lookout QLD 4183 | Mr Thomas E Riek Mrs Laurel C Riek | 290140 | C/- Point Lookout Post Office POINT LOOKOUT QLD 4183 | 0 | 5657 | Beside Water Meter on front right hand side under bench in front of shop
2017-03-06 | IP | Tyco | 20 | RP03 | 66641 | BFP002917 | Wynyard Residences 104-106 Wynyard Street Cleveland QLD 4163 | Body Corporate For Wynyard Residences CTS 44778 | 344840 | PO Box 466 TOOWONG QLD 4066 | BC | 395941 | On water supply to water tank diversion switch near rainwater tank and carwash bay
2017-01-20 | ZP | Febco | 25 | 850L | 8608 | BFP002918 | 614 Main Road Wellington Point QLD 4160 | Edgarange Pty Ltd | 26715 | 1200 Ipswich Road MOOROOKA QLD 4105 | TST | 255663 | On right hand side of green shed
2017-11-14 | CP | Tyco | 20 | DC03 | 70080 | BFP002919 | 4 Currumbin Court Capalaba QLD 4157 | Oakstrain Pty Ltd As Trustee | 59943 | PO BOX 5411 ALEXANDRA HILLS QLD 4161 | TST | 79339 | Front boundary beside water meter (by pass for 100mm DCV)
2017-01-24 | ZP | Tyco | 20 | RP03 | 69409 | BFP002921 | 31-75 Taylor Road Sheldon QLD 4157 | Sheldon College | 400710 | PO Box 1188 Capalaba DC QLD 4157 | EDU | 72650 | Southern wall of junior amenities
2017-01-24 | ZP | Tyco | 20 | RP03 | 69374 | BFP002922 | 31-75 Taylor Road Sheldon QLD 4157 | Sheldon College | 400710 | PO Box 1188 Capalaba DC QLD 4157 | EDU | 72650 | Eastern wall of Middle amenities next to Junior Resource
2017-01-24 | ZP | Tyco | 20 | RP03 | 69396 | BFP002923 | 31-75 Taylor Road Sheldon QLD 4157 | Sheldon College | 400710 | PO Box 1188 Capalaba DC QLD 4157 | EDU | 72650 | Eastern wall of middle amenities next to MC
2014-06-04 | ZP | Watts | 20 | 009M3 | 14465 | BFP002924 | 1-3 Gordon Street Ormiston QLD 4160 | Ms Rebecca F McClenaghan | 1234 | 70-72 Shore Street West Ormiston QLD 4160 | CMP | 1681 | Behind office on shed wall
2013-02-09 | IP | TYCO | 20 | RP03 | 61714 | BFP002926 | 16-24 Weippin Street Cleveland QLD 4163 | Bayside Business Park (Cleveland) Pty Ltd As Trustee | 290060 | PO Box 798 Cleveland QLD 4163 | CMP | 54756 | Back Retaining Wall - Rain top up
2013-02-09 | IP | Watts | 20 | 9 | 14963 | BFP002927 | 16-24 Weippin Street Cleveland QLD 4163 | Bayside Business Park (Cleveland) Pty Ltd As Trustee | 290060 | PO Box 3753 LOGANHOLME QLD 4129 | TST | 313911 | In Wall Box
2013-02-09 | IP | Watts | 15 | 9 | 10267 | BFP002928 | 16-24 Weippin Street Cleveland QLD 4163 | Bayside Business Park (Cleveland) Pty Ltd As Trustee | 290060 | PO Box 798 Cleveland QLD 4163 | CMP | 54756 | In Wall Box
2013-02-09 | IP | Tyco03 | 20 | RP03 | 52417 | BFP002929 | 16-24 Weippin Street Cleveland QLD 4163 | Bayside Business Park (Cleveland) Pty Ltd As Trustee | 290060 | PO Box 3753 LOGANHOLME QLD 4129 | TST | 313911 | Bin Room Back Wall
2017-04-03 | IP | Tyco | 20 | RP03 | 67704 | BFP002930 | 64 Valantine 64 Valantine Road Birkdale QLD 4159 | Body Corporate For 64 Valantine CTS 44720 | 344640 | C/- Whittles Strata & Community Title Services PO Box 539 CLEVELAND QLD 4163 | BC | 395496 | Near oil separater at front of complex
2017-04-03 | CP | Tyco | 100 | DC03 | 96000 | BFP002932 | 64 Valantine 64 Valantine Road Birkdale QLD 4159 | Body Corporate For 64 Valantine CTS 44720 | 344640 | C/- Whittles Strata & Community Title Services PO Box 539 CLEVELAND QLD 4163 | BC | 395496 | Front Boundary
2017-04-03 | CP | Tyco | 20 | DC03 | 67797 | BFP002933 | 64 Valantine 64 Valantine Road Birkdale QLD 4159 | Body Corporate For 64 Valantine CTS 44720 | 344640 | C/- Whittles Strata & Community Title Services PO Box 539 CLEVELAND QLD 4163 | BC | 395496 | Front Boundary
2017-06-20 | CP | Tyco | 100 | SCVT | 92565 | BFP002934 | Central At Capalaba 49-51 Mount Cotton Road Capalaba QLD 4157 | Body Corporate for Central At Capalaba CTS 39384 | 307870 | C/- Hartley's Mgmt Services Pty Ltd PO Box 111 CORINDA QLD 4075 | BC | 337710 | On main fire service LHS of driveway in garden
2017-11-10 | ZP | WATTS | 15 | 009AUS | 10757 | BFP002935 | Wellington Point State School 452-478 Main Road Wellington Point QLD 4160 | The State Of Queensland (Represented By Department of Education & Training) | 27957 | 476 Main Road Wellington Point QLD 4160 | EDU | 81546 | Rear of disabled toilets - opp Block H - outside wall box - cold water
2017-11-10 | ZP | WATTS | 15 | 009AUS | 10959 | BFP002936 | Wellington Point State School 452-478 Main Road Wellington Point QLD 4160 | The State Of Queensland (Represented By Department of Education & Training) | 27957 | PO Box 15033 CITY EAST QLD 4002 | 6 | 283868 | Rear of disabled toilets - opp Block K - outside wall box - hot water
2017-10-26 | IP | Watts | 15 | 007-aus-dc | 7844 | BFP002937 | Capalaba Tavern 30 Old Cleveland Road Capalaba QLD 4157 | The Trust Company (Australia) Limited | 11542 | C/- Charter Hall GPO Box 2704 SYDNEY NSW 2001 | CMP | 416215 | On rear wall of drive through BWS store room in air-con lockup
2017-10-26 | CP | Combraco | 25 | 40203T11 | 400388 | BFP002938 | Capalaba Tavern 30 Old Cleveland Road Capalaba QLD 4157 | The Trust Company (Australia) Limited | 11542 | PO Box 870 BULIMBA QLD 4171 | CMP | 14773 | Left side of cold room entry loading bay
2017-10-26 | IP | Watts | 25 | 007M1AUSDC | 12474 | BFP002939 | Capalaba Tavern 30 Old Cleveland Road Capalaba QLD 4157 | The Trust Company (Australia) Limited | 11542 | C/- Charter Hall GPO Box 2704 SYDNEY NSW 2001 | CMP | 416215 | Fire Reel cupbord front entrance
2017-10-26 | IP | Watts | 25 | 40105T | 40059 | BFP002940 | Capalaba Tavern 30 Old Cleveland Road Capalaba QLD 4157 | The Trust Company (Australia) Limited | 11542 | PO Box 870 BULIMBA QLD 4171 | CMP | 14773 | Fire Reel on left hand wall internal loading dock
2016-11-17 | IP | Conbraco | 20 | 40204A11 | RQ670 | BFP002942 | 135-141 Redland Bay Road Capalaba QLD 4157 | Ross Ambrose Group Pty Ltd Marros (Tas) Pty Ltd | 11712 | PO Box 1575 EAGLE FARM QLD 4009 | CMP | 14909 | Back of fish tank section on left hand side from front of shop
2017-07-22 | IP | Watts | 15 | 009AUS | 10298 | BFP002943 | Capalaba Park Shopping Centre 7-45 Redland Bay Road Capalaba QLD 4157 | YFG Shopping Centres as Trustee Trondage Enterprises Pty Ltd | 11785 | Capalaba Park Shopping Centre 7-45 Redland Bay Road Capalaba QLD 4157 | CMP | 369358 | Underground carpark near grease trap - Woolworths
2017-09-12 | IP | Febco | 20 | 8601 | 13681 | BFP002944 | Wellington Point Recreation Hall Birkdale Road Wellington Point QLD 4160 | Redland City Council Sport & Community Facilities Unit | 60387 | PO Box 21 Cleveland QLD 4163 | 5 | 70035 | Side wall outside of hall
2013-06-28 | IP | Febco | 20 | 860L | 23001 | BFP002945 | Trk Luxury Villas 40-42 Holland Crescent Capalaba QLD 4157 | Body Corporate For TRK Luxury Villas CTS 45034 | 347420 | QBS Strata Management PO Box 1079 OXENFORD QLD 4210 | BC | 400192 | On hose cock in carwash area
2013-06-28 | CP | Tyco | 100 | SPA03 | 98678 | BFP002946 | Trk Luxury Villas 40-42 Holland Crescent Capalaba QLD 4157 | Body Corporate For TRK Luxury Villas CTS 45034 | 347420 | QBS Strata Management PO Box 1079 OXENFORD QLD 4210 | BC | 400192 | Front garden on fire line
2017-10-26 | IP | Febco | 15 | 860L | 22257 | BFP002947 | 6 Jones Road Capalaba QLD 4157 | Sevilla Holdings Pty Ltd As Trustee Mikison Investments Pty Ltd As Trustee | 36001 | C/- King & Co Property Management PO Box 1046 COORPAROO DC QLD 4151 | BD | 42845 | On water supply to hose tap south wall of Shop 6
2017-03-03 | IP | Tyco | 15 | RP03 | 74219 | BFP002948 | 1 Grant Street Cleveland QLD 4163 | F W Pty Ltd | 1387 | PO BOX 381 COORPAROO QLD 4151 | CMP | 3258 | Right rear corner adjacent to wash down area
2017-08-18 | ZP | FEBCO | 20 | 860L | H21729 | BFP002950 | 22-48 Hillview Road Mount Cotton QLD 4165 | Golden Cockerel Pty Ltd | 32759 | PO Box 142 Cleveland QLD 4163 | CMP | 39193 | Next to battery charging station at maintenance.
2017-07-10 | IP | Febco | 15 | 860L | 21407 | BFP002951 | 42-48 Shore Street West Ormiston QLD 4160 | Krisjade Pty Ltd As Trustee Havenfriend Pty Ltd | 1228 | C/- Brookfield Johnson Controls GPO Box 1461 BRISBANE QLD 4001 | BUS | 1656 | Shop 2A - Back of shop near grease trap (Sushi Point)
2017-07-10 | IP | Febco | 20 | 860L | 21844 | BFP002952 | Mandala House 5 Shore Street East Cleveland QLD 4163 | Mandala House Pty Ltd As Trustee | 1346 | PO BOX 917 CLEVELAND QLD 4163 | 0 | 1792 | Rear wall left hand corner beside Hot Water Unit service hose tap
2017-09-11 | IP | TYCO | 25 |  | 7451 | BFP002953 | 9 Merritt Street Capalaba QLD 4157 | Dolavat Pty Ltd | 11666 | 19 Whitehall Avenue Birkdale QLD 4159 | CMP | 8601 | Under FHR at front of property
2017-09-02 | CP | FEBCO | 20 | 860L | H23306 | BFP002954 | Cleveland Harbourside Centre (W'worths) 67-107 Middle Street Cleveland QLD 4163 | The Trust Company Limited | 1500 | C/- Folkestone Property Management Pty Ltd PO BOX 327 COLLINS STREET WEST MELBOURNE VIC 8007 | CMP | 246418 | Right hand Massage Room in wall behind vanity basin
2017-09-02 | CP | FEBCO | 20 | 860L | H23866 | BFP002955 | Cleveland Harbourside Centre (W'worths) 67-107 Middle Street Cleveland QLD 4163 | The Trust Company Limited | 1500 | Cleveland Shopping Centre 91 Middle Street Cleveland QLD 4163 | CMP | 1944 | Right hand Massage Room in wall behind vanity basin
2017-08-21 | IP | Wilkinson | 20 | 375RP | A241357 | BFP002957 | 3 Bailey Road Birkdale QLD 4159 | Denis Cooper & Lester Sharples & Ivan Woodford As Trustee | 35528 | PO Box 1880 CARINDALE QLD 4152 | 0 | 42294 | Backflow Prevention Device
2017-09-08 | ZP | Febco | 20 | 860L | 22371 | BFP002958 | 31-75 Taylor Road Sheldon QLD 4157 | Sheldon College | 400710 | PO Box 1188 Capalaba DC QLD 4157 | EDU | 72650 | On the back wall of the toilet block near the swimming pools
2017-01-24 | ZP | Febco | 15 | 860L | 18031 | BFP002959 | 31-75 Taylor Road Sheldon QLD 4157 | Sheldon College | 400710 | PO Box 1188 Capalaba DC QLD 4157 | EDU | 72650 | On the back wall of the toilet block near the swimming pools
2014-10-27 | IP | Apollo | 20 | 40-200 | 327822 | BFP002960 | 10-18 Enterprise Street Cleveland QLD 4163 | PWJ Investments Pty Ltd As Trustee | 41106 | PO BOX 1701 CLEVELAND DC QLD 4163 | TST | 77612 | Left hand side of office wall between air conditioner and hot water unit
2014-12-08 | IP | Watts | 20 | 009M3-AUS | 18294 | BFP002961 | 32 Enterprise Street Cleveland QLD 4163 | Pryde Earthmoving & Excavations Pty Ltd As Trustee | 50459 | PO Box 3850 VICTORIA POINT WEST QLD 4165 | TST | 243186 | Outside back wall of front building
2017-04-06 | ZP | Flowtec | 20 | RPZEII | J6847 | BFP002962 | Seventh Day Adventists Home 571-585 Redland Bay Road Victoria Point QLD 4165 | Australasian Conference Association Ltd | 33085 | Seventh Day Adventists Home 571-585 Redland Bay Road Victoria Point QLD 4165 | ASO | 39611 | Opposite front counter Nurses Station Level 2 (Upper RPZ)
2017-04-06 | ZP | Flowtec | 20 | RPZEII | J6842 | BFP002963 | Seventh Day Adventists Home 571-585 Redland Bay Road Victoria Point QLD 4165 | Australasian Conference Association Ltd | 33085 | Seventh Day Adventists Home 571-585 Redland Bay Road Victoria Point QLD 4165 | ASO | 39611 | Opposite front counter Nurses Station Level 1 (Lower RPZ)
2017-04-06 | ZP | Wilkins | 32 | 350DC | A264132 | BFP002964 | Seventh Day Adventists Home 571-585 Redland Bay Road Victoria Point QLD 4165 | Australasian Conference Association Ltd | 33085 | Seventh Day Adventists Home 571-585 Redland Bay Road Victoria Point QLD 4165 | ASO | 39611 | Hot water room near car park under main building
2017-04-06 | CP | Tyco | 150 | DCDA03 | 98419 | BFP002965 | Seventh Day Adventists Home 571-585 Redland Bay Road Victoria Point QLD 4165 | Australasian Conference Association Ltd | 33085 | Seventh Day Adventists Home 571-585 Redland Bay Road Victoria Point QLD 4165 | ASO | 39611 | Front of building near main water meter
2017-04-06 | CP | Tyco | 20 | DC03 | 760646 | BFP002966 | Seventh Day Adventists Home 571-585 Redland Bay Road Victoria Point QLD 4165 | Australasian Conference Association Ltd | 33085 | Seventh Day Adventists Home 571-585 Redland Bay Road Victoria Point QLD 4165 | ASO | 39611 | Detector (By-Pass)
2017-04-06 | ZP | Flowtec | 20 | RPZEII | J6749 | BFP002967 | Seventh Day Adventists Home 571-585 Redland Bay Road Victoria Point QLD 4165 | Australasian Conference Association Ltd | 33085 | Seventh Day Adventists Home 571-585 Redland Bay Road Victoria Point QLD 4165 | ASO | 39611 | Electrical cupboard opposite nurse station entrance door level 1 (Lower PRZ)
2017-04-06 | ZP | Flowtec | 20 | RPZEII | J6799 | BFP002968 | Seventh Day Adventists Home 571-585 Redland Bay Road Victoria Point QLD 4165 | Australasian Conference Association Ltd | 33085 | Seventh Day Adventists Home 571-585 Redland Bay Road Victoria Point QLD 4165 | ASO | 39611 | Opposite nurses station entrance door in electrical cupboard level 1 (Upper RPZ)
2017-04-06 | ZP | Flowtec | 20 | RPZWII | J684317/10/12 | BFP002969 | Seventh Day Adventists Home 571-585 Redland Bay Road Victoria Point QLD 4165 | Australasian Conference Association Ltd | 33085 | Seventh Day Adventists Home 571-585 Redland Bay Road Victoria Point QLD 4165 | ASO | 39611 | Opposite nurses station counter level 1 (Upper RPZ)
2017-04-06 | ZP | Zurn/Wilkins | 50 | 7.784.483 | A264994 | BFP002970 | Seventh Day Adventists Home 571-585 Redland Bay Road Victoria Point QLD 4165 | Australasian Conference Association Ltd | 33085 | Seventh Day Adventists Home 571-585 Redland Bay Road Victoria Point QLD 4165 | ASO | 39611 | Northern end of Cleveland Redland Bay Road
2017-04-06 | ZP | Febco | 20 | 860L | H23699 | BFP002971 | Seventh Day Adventists Home 571-585 Redland Bay Road Victoria Point QLD 4165 | Australasian Conference Association Ltd | 33085 | Seventh Day Adventists Home 571-585 Redland Bay Road Victoria Point QLD 4165 | ASO | 39611 | Undercroft
2017-04-06 | ZP | Flowtec | 20 | RPZII | J6815 | BFP002972 | Seventh Day Adventists Home 571-585 Redland Bay Road Victoria Point QLD 4165 | Australasian Conference Association Ltd | 33085 | Seventh Day Adventists Home 571-585 Redland Bay Road Victoria Point QLD 4165 | ASO | 39611 | Opposite front counter nurses station Level 2 (Lower RPZ)
2017-04-06 | ZP | Flowtec | 20 | RPZII | J6819 | BFP002973 | Seventh Day Adventists Home 571-585 Redland Bay Road Victoria Point QLD 4165 | Australasian Conference Association Ltd | 33085 | Seventh Day Adventists Home 571-585 Redland Bay Road Victoria Point QLD 4165 | ASO | 39611 | Electrical cupboard opposite nurses station entrance door Level 2 (Upper RPZ)
2017-04-06 | ZP | Flowtec | 20 | RPZEII | J6838 | BFP002974 | Seventh Day Adventists Home 571-585 Redland Bay Road Victoria Point QLD 4165 | Australasian Conference Association Ltd | 33085 | Seventh Day Adventists Home 571-585 Redland Bay Road Victoria Point QLD 4165 | ASO | 39611 | Electrical cupboard opposite nurses station entrance door Level 2 (Lower RPZ)
2016-10-19 | ZP | valvcheq | 20 | RP03 | 95843 | BFP002975 | 41-43 Wynyard Street Cleveland QLD 4163 | Patco Investments Pty Ltd | 200478 | PO Box 772 CLEVELAND QLD 4163 | CMP | 70220 | Beside hot water unit in back room at dental practice
2013-10-11 | ZP | FEBCO | 16 | 860 | H24766 | BFP002976 | Sirromet Winery 850-938 Mount Cotton Road Mount Cotton QLD 4165 | T E Morris & Associates Merle Norman Cosmetics Pty Ltd | 32777 | PO Box 5649 GOLD COAST MC QLD 9726 | 0 | 39215 | 850-938 Mount Cotton Road Mount Cotton
2017-03-10 | ZP | Febco | 16 | 860L | H24766 | BFP002977 | Sirromet Winery 850-938 Mount Cotton Road Mount Cotton QLD 4165 | T E Morris & Associates Merle Norman Cosmetics Pty Ltd | 32777 | PO Box 5649 GOLD COAST MC QLD 9726 | CMP | 75826 | To the left of grease traps on pillar in car park
2013-10-11 | ZP | tyco | 20 | RP03 | 75676 | BFP002978 | Sirromet Winery 850-938 Mount Cotton Road Mount Cotton QLD 4165 | T E Morris & Associates Merle Norman Cosmetics Pty Ltd | 32777 | PO Box 5649 GOLD COAST MC QLD 9726 | 0 | 39215 | In stainless box under panic button in kitchen
2013-10-11 | ZP | Febco | 16 | 860L | H23215 | BFP002979 | Sirromet Winery 850-938 Mount Cotton Road Mount Cotton QLD 4165 | T E Morris & Associates Merle Norman Cosmetics Pty Ltd | 32777 | PO Box 5649 GOLD COAST MC QLD 9726 | 0 | 39215 | In bin area under hot water system
2016-11-10 | ZP | Watts | 20 | 007M3AUSDC | 17499 | BFP002980 | 10 Cleveland View 10 Michelle Court Cleveland QLD 4163 | Body Corporate for 10 Cleveland View CTS 47781 | 372390 | C/- Whittles Australia Pty Ltd PO Box 539 CLEVELAND QLD 4163 | BC | 429508 | Car wash bay at front of complex
2013-11-20 | CP | Tyco | 100 | DC03 | 98030 | BFP002981 | 14 Abode 14 Bainbridge Street Ormiston QLD 4160 | Body Corporate For 14 Abode CTS 45346 | 349760 | Strata Vision Group Pty Ltd PO Box 436 CARINA QLD 4152 | BC | 402511 | Right hand side of main footpath
2016-10-28 | CP | Watts | 25 | 007M1-AUS | 12345 | BFP002982 | Redlands Business Park 18 Lennox Street Redland Bay QLD 4165 | Peter J Mathews & Judith C Mathews As Trustee | 312550 | PO Box 2301 WELLINGTON POINT QLD 4160 | TST | 402453 | Under fire hose reel on side of building
2014-11-17 | ZP | Febco | 20 | 860L | H13102 | BFP002983 | 33A Erobin Street Cleveland QLD 4163 | Mrs Lisa O'Brien | 289450 | Poinciana Manors Unit 10/157 Long Street Cleveland QLD 4163 | 0 | 86244 | Right hand side of house at hot water unite
2016-11-02 | IP | Watts | 20 | 009M3AUS | 16330 | BFP002985 | Bays Edge 180-182 Thorneside Road Thorneside QLD 4158 | Body Corporate For Bays Edge CTS 45460 | 350610 | C/- Whittles Strata & Community Title Services PO Box 539 CLEVELAND QLD 4163 | BC | 404772 | On hose tap line front wall of building
2014-12-05 | IP | Conbraco | 15 | 40203t1 | 480212 | BFP002986 | 348-354 Victoria Parade South Coochiemudlo Island QLD 4184 | Consul Management Pty Ltd | 3405 | Suite 1 6 Freyburg Street BUNDALL QLD 4217 | CMP | 76546 | Right hand side of driveway servicing a hose tap
2014-12-08 | IP | Canbraco | 15 | 40203T1 | 480237 | BFP002987 | 348-354 Victoria Parade South Coochiemudlo Island QLD 4184 | Consul Management Pty Ltd | 3405 | Suite 1 6 Freyburg Street BUNDALL QLD 4217 | CMP | 76546 | Rear left of building servicing a hose tap
2014-12-08 | IP | Conbraco | 15 | 40203T1 | 480226 | BFP002988 | 348-354 Victoria Parade South Coochiemudlo Island QLD 4184 | Consul Management Pty Ltd | 3405 | Suite 1 6 Freyburg Street BUNDALL QLD 4217 | CMP | 76546 | Rear right servicing a hose tap
2016-12-19 | ZP | Febco | 25 | 860L | H02757 | BFP002989 | 18-20 Moreton Bay Road Capalaba QLD 4157 | Winmere Pty Ltd | 36003 | C/- Ray White Commercial Pty Ltd Bayside PO Box 1197 CAPALABA QLD 4157 | CMP | 42846 | Left hand side on wall near loading dock adjacent to oil separator
2017-12-14 | IP | Tyco | 20 | RPZ03 | 76680 | BFP002990 | Bayview State School 77 Ziegenfusz Road Thornlands QLD 4164 | The State of Queensland (Represented by Department of Education & Training) | 372380 | Aspire Schools C/- Amp Capital Level 13, 50 Bridge Street SYDNEY NSW 2000 | EDU | 81588 | Cold water supply to shower in Hall change room No:7 behind door
2017-12-14 | ZP | Tyco | 32 | DC03 | 75065 | BFP002991 | Bayview State School 77 Ziegenfusz Road Thornlands QLD 4164 | The State of Queensland (Represented by Department of Education & Training) | 372380 | Aspire Schools C/- Amp Capital Level 13, 50 Bridge Street SYDNEY NSW 2000 | EDU | 81588 | Hall on eastern side of school - Under building - at tank
2017-12-19 | IP | Tyco | 20 | RPZ03 | 76605 | BFP002992 | Bayview State School 77 Ziegenfusz Road Thornlands QLD 4164 | The State of Queensland (Represented by Department of Education & Training) | 372380 | Aspire Schools C/- Amp Capital Level 13, 50 Bridge Street SYDNEY NSW 2000 | EDU | 81588 | Hot water supply to shower in Hall change room No:7 behind door
2017-08-01 | CP | ASSE1013 | 50 | AUS909 | 2123 | BFP002993 | 240A South Street Thornlands QLD 4164 | J J Richards & Sons Pty Ltd (Cleveland) | 306180 | PO BOX 235 CLEVELAND QLD 4163 | CMP | 1187 | Right side of front entrance new mains water meter
2016-10-14 | ZP | Wilkins DCV | 150 | Wilkins 350 | J43522 | BFP002994 | 97-129 Dundas Street Ormiston QLD 4160 | Ormiston College Limited | 932 | PO Box 1835 CLEVELAND DC QLD 4163 | EDU | 1272 | On fire service adjacent staff car park entry Dundas Street 150mm part of bypass meter assembly
2013-12-17 | ZP | Wilkins DCV | 20 | Wilkins 350 | A211917 | BFP002995 | 97-129 Dundas Street Ormiston QLD 4160 | Ormiston College Limited | 932 | PO Box 1835 CLEVELAND DC QLD 4163 | EDU | 1272 | On fire service adjacent staff car park entry Dundas Street 20mm part of bypass meter assembly
2017-12-27 | ZP | Tyco | 20 | RP03 | 62590 | BFP002996 | 1605-1607 Mount Cotton Road Mount Cotton QLD 4165 | Daygold Pty Ltd | 32805 | PO Box 1727 COORPAROO DC QLD 4151 | CMP | 39254 | Left hand side of Service Station - Grease Trap
2017-12-02 | IP | WATTS | 15 | 009M3ACS | 19244 | BFP002997 | 188 South Street Thornlands QLD 4164 | Jard Projects Pty Ltd | 37899 | 188 South Street Thornlands QLD 4164 | CMP | 382047 | Bin area
2017-12-02 | IP | WATTS | 20 | 007M3 - AUS DC | 9819 | BFP002998 | 188 South Street Thornlands QLD 4164 | Jard Projects Pty Ltd | 37899 | PO Box 246 CAPALABA QLD 4157 | TST | 315347 | Near hot water unit
2017-12-02 | IP | WATTS | 20 | 007M3 - AUS DC | 19139 | BFP002999 | 188 South Street Thornlands QLD 4164 | Jard Projects Pty Ltd | 37899 | 188 South Street Thornlands QLD 4164 | CMP | 382047 | Outside laundry area
2017-12-02 | IP | WATTS | 25 | MAN 009M3 | 41919 | BFP003000 | 188 South Street Thornlands QLD 4164 | Jard Projects Pty Ltd | 37899 | PO Box 246 CAPALABA QLD 4157 | TST | 315347 | Inside fire hose reel cupboard
2017-12-01 | IP | TYCO | 100 | SCDA03 | 98193 | BFP003001 | 188 South Street Thornlands QLD 4164 | Jard Projects Pty Ltd | 37899 | 188 South Street Thornlands QLD 4164 | CMP | 382047 | Front road entrance - left hand side
2016-07-12 | CP | Wilkins | 100 | 350 | J44809 | BFP003003 | 7 Sturt Street 7 Sturt Street Dunwich QLD 4183 | Body Corporate For 7 Sturt Street CTS 46818 | 363570 | PO Box 196 DUNWICH QLD 4183 | BC | 420406 | Front boundary left of driveway (100mm)
2016-07-12 | CP | Wilkins | 20 | 350 | A270834 | BFP003004 | 7 Sturt Street 7 Sturt Street Dunwich QLD 4183 | Body Corporate For 7 Sturt Street CTS 46818 | 363570 | PO Box 196 DUNWICH QLD 4183 | BC | 420406 | Front boundary left of driveway (20mm)
2014-02-21 | IP | Febco | 25 | 850L | 5445 | BFP003005 | Redlands Business Park 16 Lennox Street Redland Bay QLD 4165 | NMJK Pty Ltd As Trustee | 312560 | PO Box 451 CAPALABA QLD 4157 | TST | 400550 | Right hand side of building beside water tank, under Fire Hose Reel
2017-09-26 | IP | Wilkins | 25 | Wilkins 350 | A054804 | BFP003006 | Redlands Business Park 15 Daintree Drive Redland Bay QLD 4165 | Severn River Investments Pty Ltd as Trustee | 312490 | PO Box 649 CLEVELAND QLD 4163 | CMP | 233202 | Right hand side building, under Fire Hose Reel
2017-04-04 | IP | Watts | 20 | 007M3-AUS DC | 18494 | BFP003007 | 28 Homer Street 28 Homer Street Cleveland QLD 4163 | Body Corporate For 28 Homer Street CTS 46275 | 354310 | C/- Whittles Australia Pty Ltd PO Box 539 CLEVELAND QLD 4163 | BC | 414075 | Front of block on fence near visitor car-park
2017-03-06 | ZP | Febco RPZ | 20 | 860L | 25825 | BFP003008 | 12 Moore Street 12 Moore Street Victoria Point QLD 4165 | Body Corporate For 12 Moore Street Units Cts 45974 | 353730 | C/- Hartley's Management Services Pty Ltd PO Box 111 CORINDA QLD 4075 | BC | 409508 | Rear wall of front on right hand side of unit.
2014-02-03 | IP | Febco DCV | 25 | 850L | H09132 | BFP003010 | Cleveland District High School 20-42 Smith Street Cleveland QLD 4163 | The State Of Queensland (Represented By Department of Education & Training) | 1991 | Cleveland District High School PO Box 808 CLEVELAND QLD 4163 | EDU | 81507 | G Block first floor outside Room G2 on Fire Hose Reel
2014-02-03 | IP | Flomatic DCV | 25 | DCVE | 0966H | BFP003011 | Cleveland District High School 20-42 Smith Street Cleveland QLD 4163 | The State Of Queensland (Represented By Department of Education & Training) | 1991 | PO Box 15033 CITY EAST QLD 4002 | 6 | 283868 | Outside G Block staff room on FHR
2017-12-12 | IP | WATTS | 15 | 009-AUS | A02570 | BFP003012 | 39 Wellington Street Cleveland QLD 4163 | The State Of Qld (Rep By Department Of Community Safety) | 60428 | GPO Box 1425 BRISBANE QLD 4001 | 6 | 347705 | In garage next to hose tap on RHS
2017-12-12 | IP | Febco | 15 | 860L | H26315 | BFP003013 | 39 Wellington Street Cleveland QLD 4163 | The State Of Qld (Rep By Department Of Community Safety) | 60428 | GPO Box 1425 BRISBANE QLD 4001 | 6 | 347705 | On water supply to hose tap in car wash bay
2017-05-03 | IP | Watts | 20 | 007M3-AU5 | 17848 | BFP003014 | 9 Homer Street 9 Homer Street Cleveland QLD 4163 | Body Corporate For 9 Homer Street CTS 47187 | 356220 | C/- Whittles Australia Pty Ltd PO Box 539 CLEVELAND QLD 4163 | BC | 423963 | At front boundary in car wash bay
2016-05-27 | IP | Valvchec | 100 | SDCT03 | 100131 | BFP003015 | 139 Bay Street 139 Bay Street Cleveland QLD 4163 | Body Corporate For 139 Bay St Cleveland CTS 46323 | 356170 | PO Box 539 CLEVELAND QLD 4163 | BC | 414079 | RHS of main driveway
2014-06-05 | CP | Watts | 20 | 009M3-AUS | 19199 | BFP003016 | 439-447 Redland Bay Road Victoria Point QLD 4165 | Triline Holdings (Victoria Point) Pty Ltd As Trustee | 201021 | 357 Ferntree Gully Road MOUNT WAVERLEY VIC 3149 | CMP | 361674 | In dumpster area
2014-06-05 | CP | Watts | 20 | 009M3-AUS | 19199 | BFP003016 | 439-447 Redland Bay Road Victoria Point QLD 4165 | Triline Holdings (Victoria Point) Pty Ltd As Trustee | 201021 | 357 Ferntree Gully Road MOUNT WAVERLEY VIC 3149 | TST | 401349 | In dumpster area
2014-06-05 | CP | Watts | 20 | 009M3-AUS | 19199 | BFP003016 | 439-447 Redland Bay Road Victoria Point QLD 4165 | Triline Holdings (Victoria Point) Pty Ltd As Trustee | 201021 | C/- Ranfurlie Developments Suite 2 2-6 Glenferrie Road MALVERN VIC 3144 | TST | 446889 | In dumpster area
2014-06-05 | CP | Watts | 20 | 009M3-AUS | 18550 | BFP003017 | 439-447 Redland Bay Road Victoria Point QLD 4165 | Triline Holdings (Victoria Point) Pty Ltd As Trustee | 201021 | THE CONTRACT ANALYST GPO BOX 4507RR MELBOURNE VIC 3001 | CMP | 14772 | RHS of hot water system
2017-06-09 | IP | Febco | 20 | 860L | 25788 | BFP003018 | 61-67 Middle Street Cleveland QLD 4163 | Tengold Pty Ltd As Trustee | 1504 | 50 Seacrest Court Cleveland QLD 4163 | TST | 1945 | Rear of shops - next to grease trap
2017-06-09 | IP | Febco | 25 | 860L | 8419 | BFP003019 | 61-67 Middle Street Cleveland QLD 4163 | Tengold Pty Ltd As Trustee | 1504 | 50 Seacrest Court Cleveland QLD 4163 | TST | 1945 | Rear of shops - under FHR next to grease trap
2017-07-27 | ZP | Tyco | 25 | DC03 | 70026 | BFP003020 | Nouvelle Vague 124 Mount Cotton Road Capalaba QLD 4157 | Body Corporate For Nouvelle Vague CTS 44936 | 351770 | PO Box 76 CLAYFIELD QLD 4011 | BC | 398468 | Right hand side of Unit 7 on rain pump
2017-07-27 | IP | Watts | 20 | 009M3-AUSRR | 121 | BFP003021 | Nouvelle Vague 124 Mount Cotton Road Capalaba QLD 4157 | Body Corporate For Nouvelle Vague CTS 44936 | 351770 | PO Box 76 CLAYFIELD QLD 4011 | BC | 398468 | Right side of Unit 11 near car wash pump station
2017-07-03 | IP | Valvcheq | 25 | DC03 | 82523 | BFP003022 | 439-447 Redland Bay Road Victoria Point QLD 4165 | Triline Holdings (Victoria Point) Pty Ltd As Trustee | 201021 | 357 Ferntree Gully Road MOUNT WAVERLEY VIC 3149 | CMP | 361674 | On FHR RHS of sales building
2017-12-15 | IP | Tyco | 20 | RP03 | 54403 | BFP003023 | Bayview Conservation Area 32-58 Sugargum Avenue Mount Cotton QLD 4165 | Redland City Council As Trustee City Spaces | 337190 | PO Box 21 Cleveland QLD 4163 | 2 | 80336 | Pump Station 162
2017-12-21 | IP | Tyco | 25 | RP03 | 64098 | BFP003024 | Pump Station Era Estate 401-451 Redland Bay Road Capalaba QLD 4157 | Redland City Council Redland Water Attn: Mgr Treatment Operations (Sewerage) | 342770 | PO Box 21 Cleveland QLD 4163 | 5 | 1498 | Pump Station 164
2015-05-18 | IP | Watts | 20 | 009M3-AUS | 18315 | BFP003026 | Faith Lutheran College Redlands 1-15 Beveridge Road Thornlands QLD 4164 | Lutheran Church Of Australia Queensland District | 307300 | PO Box 5257 VICTORIA POINT QLD 4165 | 8 | 2550 | On wall beside grease trap of Creative Arts Building
2015-05-18 | ZP | Wilkins | 40 | 350 | A195121 | BFP003027 | Faith Lutheran College Redlands 1-15 Beveridge Road Thornlands QLD 4164 | Lutheran Church Of Australia Queensland District | 307300 | PO Box 5257 VICTORIA POINT QLD 4165 | 8 | 2550 | North west corner of creative arts building on outside wall
2017-07-31 | IP | Febco | 20 | 860L | 29279 | BFP003029 | 43-45 Surman Street Birkdale QLD 4159 | No owners recorded | 11096 | 74 Waitomo Street BROADBEACH WATERS QLD 4218 | TST | 399864 | Back of property car wash area
2014-07-24 | IP | AVG | 20 | RPZ | 532319 | BFP003030 | 31 St Anthony Drive Alexandra Hills QLD 4161 | Body Corporate For 156 Finucane Road CTS 46370 | 356330 | C/- Body Corporate Services P/L PO Box 466 TOOWONG QLD 4066 | BC | 413796 | Car Wash for Oil Spearator on wall
2017-01-24 | ZP | Febco | 20 | 850L | H08538 | BFP003031 | 31-75 Taylor Road Sheldon QLD 4157 | Sheldon College | 400710 | PO Box 1188 Capalaba DC QLD 4157 | EDU | 72650 | Northern wall outside toilets on B Block for tap
2017-01-24 | ZP | Febco | 20 | 850L | H08633 | BFP003032 | 31-75 Taylor Road Sheldon QLD 4157 | Sheldon College | 400710 | PO Box 1188 Capalaba DC QLD 4157 | EDU | 72650 | Northern eastern wall for tap
2017-01-24 | ZP | Febco | 20 | 850L | H8700 | BFP003033 | 31-75 Taylor Road Sheldon QLD 4157 | Sheldon College | 400710 | PO Box 1188 Capalaba DC QLD 4157 | EDU | 72650 | South eastern wall of D for tap
2017-01-24 | IP | Fecbo | 20 | 860L | H27217 | BFP003034 | 31-75 Taylor Road Sheldon QLD 4157 | Sheldon College | 400710 | PO Box 1188 Capalaba DC QLD 4157 | EDU | 72650 | A block north east corner outside print booth for tap
2017-01-24 | IP | Febco | 20 | 860L | H27825 | BFP003035 | 31-75 Taylor Road Sheldon QLD 4157 | Sheldon College | 400710 | PO Box 1188 Capalaba DC QLD 4157 | EDU | 72650 | Northern eastern corner of D block for tap
2014-09-10 | CP | Wilkins | 100 | 350DA | N41842 | BFP003036 | Capalaba Fire Station 223 Mount Cotton Road Capalaba QLD 4157 | Public Safety Business Agency | 40535 | C/- 150 The Esplanade KARRAGARRA ISLAND QLD 4184 | 3 | 240068 | Right hand side of fire station
2014-09-10 | ZP | Wilkins | 25 | 350 | A294908 | BFP003037 | Capalaba Fire Station 223 Mount Cotton Road Capalaba QLD 4157 | Public Safety Business Agency | 40535 | QFES Southern Brisbane Zone Level 2 1191 Logan Road MOUNT GRAVATT QLD 4122 | 9 | 405674 | Right hand side of fire station
2017-10-18 | IP | Valvecheq | 15 | RP03 | 83529 | BFP003038 | Fernbourne Grove Bayside Villas 37 Station Street Wellington Point QLD 4160 | Body Corporate For Fernbourne Grove Bayside Villas CTS 42079 | 328250 | C/- Strata Services Qld Po Box 8638 BARGARA QLD 4670 | BC | 364932 | Located in bin storage area
2014-08-06 | ZP | Febco | 20 | 860L | 27089 | BFP003039 | The Grange Villas 3 Grange Court Capalaba QLD 4157 | No owners recorded | 357410 | C/- Hartley's Mgmt Services Pty Ltd PO Box 111 CORINDA QLD 4075 | BC | 406080 | In garden at pool adjacent to main switchboard
2014-08-06 | ZP | Febco | 20 | 860L | 27231 | BFP003040 | The Grange Villas 3 Grange Court Capalaba QLD 4157 | No owners recorded | 357410 | C/- Hartley's Mgmt Services Pty Ltd PO Box 111 CORINDA QLD 4075 | BC | 406080 | In garden next to garbage refuse right side Unit 16
2014-08-28 | IP | Febco | 20 | 860L | 28982 | BFP003041 | 10-12 Abode 10-12 Bainbridge Street Ormiston QLD 4160 | Body Corporate For 10-12 Abode CTS 46476 | 359210 | PO Box 436 CARINA QLD 4152 | BC | 415923 | Car wash bay on wall
2014-08-28 | IP | Tyco | 100 | DC A03 | 98406 | BFP003042 | 10-12 Abode 10-12 Bainbridge Street Ormiston QLD 4160 | Body Corporate For 10-12 Abode CTS 46476 | 359210 | PO Box 436 CARINA QLD 4152 | BC | 415923 | Left hand side of driveway
2014-08-28 | IP | Tyco | 25 | DC03 | 73120 | BFP003043 | 10-12 Abode 10-12 Bainbridge Street Ormiston QLD 4160 | Body Corporate For 10-12 Abode CTS 46476 | 359210 | PO Box 436 CARINA QLD 4152 | BC | 415923 | Left and side of driveway
2016-09-12 | IP | Watts | 15 |  | A01144 | BFP003044 | Sylvan Woods Nursing Home 498-500 Old Cleveland Road East Birkdale QLD 4159 | Australian Aged Care (No 2) Pty Limited As Trustee | 26860 | C/- Allity Pty Ltd Level 1, 39 Albany Street CROWS NEST NSW 2065 | TST | 106485 | Kitchen storage area supplying cleaning dispensers
2016-09-12 | IP | Febco | 20 | 860L | 23185 | BFP003045 | Sylvan Woods Nursing Home 498-500 Old Cleveland Road East Birkdale QLD 4159 | Australian Aged Care (No 2) Pty Limited As Trustee | 26860 | C/- Allity Pty Ltd Level 1, 39 Albany Street CROWS NEST NSW 2065 | TST | 106485 | Kitchen storage area supplying soap dispensers
2017-08-10 | ZP | Tyco | 25 | RP03 | 79650 | BFP003046 | 95 Hanover Drive Alexandra Hills QLD 4161 | Sandhurst Trustees Limited | 41637 | PO Box 2482 FORTITUDE VALLEY QLD 4006 | CMP | 121475 | In Garden at Front of Building
2017-08-10 | ZP | Tyco | 25 | RP03 | 79650 | BFP003046 | 95 Hanover Drive Alexandra Hills QLD 4161 | Sandhurst Trustees Limited | 41637 | Sandhurst Trustees Ltd C/- Arena Reit Management Limited Locked Bag 32002 Collins Street East MELBOURNE VIC 8003 | CMP | 123281 | In Garden at Front of Building
2017-10-18 | ZP | Tyco | 100 | DA03 | 93648 | BFP003047 | Fernbourne Grove Bayside Villas 37 Station Street Wellington Point QLD 4160 | Body Corporate For Fernbourne Grove Bayside Villas CTS 42079 | 328250 | C/- Strata Services Qld Po Box 8638 BARGARA QLD 4670 | BC | 364932 | Entrance
2017-10-18 | ZP | Tyco | 20 | DC03 | 46751 | BFP003048 | Fernbourne Grove Bayside Villas 37 Station Street Wellington Point QLD 4160 | Body Corporate For Fernbourne Grove Bayside Villas CTS 42079 | 328250 | C/- Strata Services Qld Po Box 8638 BARGARA QLD 4670 | BC | 364932 | Entrance (Water Meter)
2018-01-11 | IP | Febco | 20 | 860L | 13854 | BFP003049 | Carmel College 20-22 Ziegenfusz Road Thornlands QLD 4164 | The Corporation Of The Trustees Of The Roman Catholic Archdiocese Of Brisbane | 31826 | GPO BOX 282 BRISBANE QLD 4001 | 8 | 37993 | Canteen area next to cleaners cupboard
2018-01-11 | ZP | Febco | 20 | 860L | 4995 | BFP003050 | Carmel College 20-22 Ziegenfusz Road Thornlands QLD 4164 | The Corporation Of The Trustees Of The Roman Catholic Archdiocese Of Brisbane | 31826 | GPO BOX 282 BRISBANE QLD 4001 | 8 | 37993 | Block E south side of building next to rainwater tank
2018-01-11 | IP | Febco | 20 | 860L | H13835 | BFP003051 | Carmel College 20-22 Ziegenfusz Road Thornlands QLD 4164 | The Corporation Of The Trustees Of The Roman Catholic Archdiocese Of Brisbane | 31826 | GPO BOX 282 BRISBANE QLD 4001 | 8 | 37993 | Block J next to car park above grease trap
2017-08-18 | IP | Febco | 50 | RPZ | 8946 | BFP003052 | 22-48 Hillview Road Mount Cotton QLD 4165 | Golden Cockerel Pty Ltd | 32759 | PO Box 142 Cleveland QLD 4163 | CMP | 39193 | Main water feed into chlorine system under walkway
2017-02-01 | CP | Apollo | 20 | 1013 | 536534 | BFP003053 | Victoria Point State High School 93-131 Benfer Road Victoria Point QLD 4165 | The State Of Queensland (Represented By Department of Education & Training) | 201160 | PO Box 15033 CITY EAST QLD 4002 | 6 | 283868 | External to building Year 7 Multi
2017-10-31 | ZP | Valvcheq | 50 | RP03 | 94429 | BFP003054 | 62 Collingwood Road Birkdale QLD 4159 | No owners recorded | 256410 | C/- Netherlands Retirement Village Ass Of Qld 62 Collingwood Rd BIRKDALE QLD 4159 | BC | 271438 | On water supply to boiler room No. 2 near laundry courtyard in stainless box
2017-08-24 | IP | Febco | 40 | RP825Y | 878 | BFP003055 | E G W Wood Sportsfield 347-371 Birkdale Road Wellington Point QLD 4160 | Redland City Council City Spaces | 27955 | PO Box 21 Cleveland QLD 4163 | 5 | 70036 | Under sight screen - field 1
2017-08-30 | IP | Febco | 50 | 381 | 97130 | BFP003056 | Ern & Alma Dowling Memorial Park 325 Colburn Avenue Victoria Point QLD 4165 | Redland City Council City Spaces | 30735 | PO Box 21 Cleveland QLD 4163 | 5 | 70036 | Field 1 sideline near clubhouse
2014-11-26 | CP | Watts | 20 | 007M3 | 18503 | BFP003057 | 15 Beenwerrin Crescent Capalaba QLD 4157 | Ms Melissa J Routledge Mr Maxwell Vass | 360260 | 15 Beenwerrin Crescent Capalaba QLD 4157 | 0 | 388341 | On water supply to fire service right hand side of driveway
2014-12-10 | CP | Wikins | 25 | 350 | A228770 | BFP003058 | Redlands Business Park 17 Daintree Drive Redland Bay QLD 4165 | Bruce Leon Jackson As Trustee | 312500 | PO Box 8159 Cleveland QLD 4163 | TST | 358382 | On side of building below fire hose reel
2016-10-05 | IP | Febco | 20 | 860L | 24176 | BFP003059 | 145 Redland Bay Road Capalaba QLD 4157 | Lipski Investments Pty Ltd | 12484 | PO Box 247 GORDON NSW 2072 | CMP | 15935 | End of building left had side adjacent to crease trap
2017-10-27 | IP | Watts | 20 | 00M3-Ausdl | 99 | BFP003060 | Faye Place 76-78 Queen Street Cleveland QLD 4163 | Body Corporate For Faye Place CTS 46680 | 361370 | C/- Whittles Australia Pty Ltd PO Box 539 CLEVELAND QLD 4163 | BC | 417588 | On fence at front boundary right hand side of property
2017-10-31 | ZP | Febco | 25 | 860L | 28345 | BFP003061 | Victoria Point Town Centre 349-369 Colburn Avenue Victoria Point QLD 4165 | Lanrex Pty Ltd IVL Group Pty Ltd | 263820 | PO BOX 3198 VICTORIA POINT QLD 4165 | CMP | 404117 | Pet Barn - behind fish near HWS bottom valve
2017-10-31 | ZP | Vancheq | 20 | RP03 | 84939 | BFP003062 | Victoria Point Town Centre 349-369 Colburn Avenue Victoria Point QLD 4165 | Lanrex Pty Ltd IVL Group Pty Ltd | 263820 | PO Box 3198 Victoria Point West QLD 4165 | CMP | 75703 | Pet Barn - behind fish near HWS top valve
2014-11-26 | ZP | Watts | 25 | 007M1 | 12928 | BFP003063 | 55-57A Degen Road Capalaba QLD 4157 | Lions Club Of Capalaba | 352580 | PO Box 167 CAPALABA QLD 4157 | ASO | 293302 | On water supply to irrigation system front garden bed RHS boundary
2017-08-18 |  | Febco | 50 | RPZ | H05161 | BFP003064 | 22-48 Hillview Road Mount Cotton QLD 4165 | Golden Cockerel Pty Ltd | 32759 | PO Box 142 Cleveland QLD 4163 | CMP | 39193 | On green colour bond sheeting behind truck wash.
2017-09-18 |  | Febco | 25 | RPZ | H10312 | BFP003065 | 22-48 Hillview Road Mount Cotton QLD 4165 | Golden Cockerel Pty Ltd | 32759 | PO Box 142 Cleveland QLD 4163 | CMP | 39193 | On wall inside tub wash entry.
2017-02-03 |  | AVG | 25 | RPZ40AVG | 449138 | BFP003068 | 20A Golden Wattle Avenue Mount Cotton QLD 4165 | Redland City Council As Trustee Redland Water Attn: Mgr Treatment Operations (Sewerage) | 361850 | PO Box 21 Cleveland QLD 4163 | 2 | 82760 | Pump Station 163
2016-12-05 |  | Valvecheq | 20 | RP03 | 85844 | BFP003069 | Cascades By The Bay 29-31 Shore Street East Cleveland QLD 4163 | Body Corporate For Cascades by the Bay CTS 46922 | 363930 | PO Box 2362 CHERMSIDE CENTRE QLD 4032 | BC | 420176 | In bin room
2016-12-05 |  | Valvecheq | 20 | RP03 | 85841 | BFP003070 | 29-31 Shore Street East Cleveland QLD 4163 | No owners recorded | 1341 | Ms 1436 Morris Road Toowoomba QLD 4350 | CMP | 1789 | Car wash bay
2016-12-05 |  | Wilkins | 100 | 350 | J44982 | BFP003071 | 29-31 Shore Street East Cleveland QLD 4163 | No owners recorded | 1341 | PO Box 2500 NEW FARM QLD 4005 | TST | 363751 | Front right hand side of building
2017-10-31 | ZP | Wilkins | 32 | 350DC | A326932 | BFP003072 | 101 Valley Way Mount Cotton QLD 4165 | Powercat Partners Pty Ltd | 57514 | Bayview Village Shop 5 101 Valley Way MOUNT COTTON QLD 4165 | CMP | 38164 | Left hand side of loading dock behind IGA Supermarket
2017-10-31 | CP | Febco | 50 | 825YE | 65 | BFP003073 | 101 Valley Way Mount Cotton QLD 4165 | Powercat Partners Pty Ltd | 57514 | PO Box 7720 BUNDALL GCMC QLD 9726 | CMP | 322928 | At main valve behind loading dock on street level
2017-10-31 | IP | Vaircheq | 20 | RP03 | 84677 | BFP003074 | 101 Valley Way Mount Cotton QLD 4165 | Powercat Partners Pty Ltd | 57514 | Bayview Village Shop 5 101 Valley Way MOUNT COTTON QLD 4165 | CMP | 38164 | Right hand side loading dock on back wall
2017-10-31 | IP | Wilkins | 25 | 375RP | 3206830 | BFP003075 | 101 Valley Way Mount Cotton QLD 4165 | Powercat Partners Pty Ltd | 57514 | PO Box 7720 BUNDALL GCMC QLD 9726 | CMP | 322928 | Under FHR between buildings in front of pharmacy
2017-10-31 | IP | Wilkins | 25 | 375RP | A194378 | BFP003076 | 101 Valley Way Mount Cotton QLD 4165 | Powercat Partners Pty Ltd | 57514 | Bayview Village Shop 5 101 Valley Way MOUNT COTTON QLD 4165 | CMP | 38164 | Under FHR in front of Doctor's Surgery
2017-10-31 | ZP | Wilkins | 20 | 375RP | A203362 | BFP003077 | 101 Valley Way Mount Cotton QLD 4165 | Powercat Partners Pty Ltd | 57514 | PO Box 7720 BUNDALL GCMC QLD 9726 | CMP | 322928 | Right hand side of loading dock on back wall
2017-10-31 | IP | Watts | 20 | 009M3Aus | 843 | BFP003078 | 101 Valley Way Mount Cotton QLD 4165 | Powercat Partners Pty Ltd | 57514 | Bayview Village Shop 5 101 Valley Way MOUNT COTTON QLD 4165 | CMP | 38164 | Beside retaining wall at rear bin wash area
2017-04-06 | IP | Valvcheq | 25 | DC03 | 87031 | BFP003079 | Seventh Day Adventists Home 571-585 Redland Bay Road Victoria Point QLD 4165 | Australasian Conference Association Ltd | 33085 | Seventh Day Adventists Home 571-585 Redland Bay Road Victoria Point QLD 4165 | ASO | 39611 | Victoria House lounge area - Fire Hose Reel
2015-02-05 | CP | Tyco SCV | 100 | SCDA 03 | 1 | BFP003080 | Redland Bay State School 125-141 Gordon Road Redland Bay QLD 4165 | The State of Queensland (Represented by Department of Education & Training) | 292160 | Redland Bay State School 125-141 Gordon Road Redland Bay QLD 4165 | EDU | 38162 | Behind Fire Booster Cabinet
2017-01-31 | CP | Tyco RPZd | 20 | Rp03 | 31494 | BFP003081 | Redland Bay State School 125-141 Gordon Road Redland Bay QLD 4165 | The State of Queensland (Represented by Department of Education & Training) | 292160 | Redland Bay State School 125-141 Gordon Road Redland Bay QLD 4165 | EDU | 38162 | Student amenities - service duct
2017-04-06 | ZP | Valvcheq | 32 | RP03 | 85010 | BFP003082 | Seventh Day Adventists Home 571-585 Redland Bay Road Victoria Point QLD 4165 | Australasian Conference Association Ltd | 33085 | Seventh Day Adventists Home 571-585 Redland Bay Road Victoria Point QLD 4165 | ASO | 39611 | Ground level laundry
2017-04-06 | ZP | ValvCheq | 32 | RP03 | 84865 | BFP003083 | Seventh Day Adventists Home 571-585 Redland Bay Road Victoria Point QLD 4165 | Australasian Conference Association Ltd | 33085 | Seventh Day Adventists Home 571-585 Redland Bay Road Victoria Point QLD 4165 | ASO | 39611 | Ground level laundry
2016-12-02 | IP | Wilkins | 20 | DCV | A033295 | BFP003084 | 194-200 Old Cleveland Road Capalaba QLD 4157 | Solanderi Pty Ltd | 263650 | C/- Ray White Commercial Pty Ltd Bayside PO Box 1197 CAPALABA QLD 4157 | CMP | 359000 | Bypass valve
2017-08-18 |  | Tyco | 25 | RPZ | 88157 | BFP003085 | 22-48 Hillview Road Mount Cotton QLD 4165 | Golden Cockerel Pty Ltd | 32759 | PO Box 142 Cleveland QLD 4163 | CMP | 39193 | Right hand side of door feeding 2 FHR Pieces Room.
2017-08-18 |  | Tyco | 20 | RPZ | 88217 | BFP003086 | 22-48 Hillview Road Mount Cotton QLD 4165 | Golden Cockerel Pty Ltd | 32759 | PO Box 142 Cleveland QLD 4163 | CMP | 39193 | Top seal between 2 wash sinks.
2017-08-18 |  | Tyco | 20 | RPZ | 88218 | BFP003087 | 22-48 Hillview Road Mount Cotton QLD 4165 | Golden Cockerel Pty Ltd | 32759 | PO Box 142 Cleveland QLD 4163 | CMP | 39193 | In poly room under hand wash basin.
2017-08-18 |  | Tyco | 15 | RPZ | 88248 | BFP003088 | 22-48 Hillview Road Mount Cotton QLD 4165 | Golden Cockerel Pty Ltd | 32759 | PO Box 142 Cleveland QLD 4163 | CMP | 39193 | In pieces room, under hand wash basin at exit
2017-04-20 | IP | Watts | 20 | 007M3-AUS | A00462 | BFP003089 | Mary Sinclair Place 21-23 Island Street Cleveland QLD 4163 | Body Corporate for Mary Sinclair Place CTS 47534 | 371560 | C/- Whittles Australia Pty Ltd PO Box 539 CLEVELAND QLD 4163 | BC | 427256 | Bin wash area
2017-04-20 | IP | Watts | 20 | 007M3-AUS | A00027 | BFP003090 | Mary Sinclair Place 21-23 Island Street Cleveland QLD 4163 | Body Corporate for Mary Sinclair Place CTS 47534 | 371560 | C/- Whittles Australia Pty Ltd PO Box 539 CLEVELAND QLD 4163 | BC | 427256 | Car wash area
2017-04-20 | ZP | Valvcheq | 100 | SDA03 | 100934 | BFP003091 | Mary Sinclair Place 21-23 Island Street Cleveland QLD 4163 | Body Corporate for Mary Sinclair Place CTS 47534 | 371560 | C/- Whittles Australia Pty Ltd PO Box 539 CLEVELAND QLD 4163 | BC | 427256 | Front boundary beside domestic meter
2015-01-14 | IP | Febco | 20 | 860L | H2588 | BFP003092 | The Grange Villas 3 Grange Court Capalaba QLD 4157 | No owners recorded | 357410 | C/- Hartley's Mgmt Services Pty Ltd PO Box 111 CORINDA QLD 4075 | BC | 406080 | On outside wall of bin storage room
2015-01-14 | IP | Febco | 20 | 860L | H2577 | BFP003093 | The Grange Villas 3 Grange Court Capalaba QLD 4157 | No owners recorded | 357410 | C/- Hartley's Mgmt Services Pty Ltd PO Box 111 CORINDA QLD 4075 | BC | 406080 | At car wash bay
2015-04-14 | ZP | Pentair | 100 | SDA03 | 99704 | BFP003094 | The Grange Villas 3 Grange Court Capalaba QLD 4157 | No owners recorded | 357410 | C/- Hartley's Mgmt Services Pty Ltd PO Box 111 CORINDA QLD 4075 | BC | 406080 | In front of property Mount Cotton Road
2017-04-06 | IP | Wilkins | 25 | 350 DC | A228767 | BFP003095 | Seventh Day Adventists Home 571-585 Redland Bay Road Victoria Point QLD 4165 | Australasian Conference Association Ltd | 33085 | Seventh Day Adventists Home 571-585 Redland Bay Road Victoria Point QLD 4165 | ASO | 39611 | On FHR under covered car park area
2017-04-06 | IP | Valvtec | 20 | DCV96 | D2129 | BFP003096 | Harbourview 6 Harbourview Court Cleveland QLD 4163 | Body Corporate for Villa Edgewater CTS 23092 | 57440 | C/- Whittles Strata & Community Title Services PO Box 539 CLEVELAND QLD 4163 | BC | 97599 | Behind Unit 49 under jetty
2017-04-06 | IP | Valvtec | 20 | DCV96 | D8955 | BFP003097 | Harbourview 6 Harbourview Court Cleveland QLD 4163 | Body Corporate for Villa Edgewater CTS 23092 | 57440 | C/- Whittles Strata & Community Title Services PO Box 539 CLEVELAND QLD 4163 | BC | 97599 | Behind Unit 44 under jetty
2017-04-06 | IP | Tyco | 25 | RP03 | 54047 | BFP003098 | Harbourview 6 Harbourview Court Cleveland QLD 4163 | Body Corporate for Villa Edgewater CTS 23092 | 57440 | C/- Whittles Strata & Community Title Services PO Box 539 CLEVELAND QLD 4163 | BC | 97599 | Canal side walkway behind Unit 5
2017-04-05 | IP | Appollo Valves | 15 | Praulf$a | 578314 | BFP003099 | 5 Stradbroke Place Dunwich QLD 4183 | Mr Peter L Mills Mrs Jan M Mills | 4481 | PO Box 109 FERNVALE QLD 4306 | 0 | 5523 | Behind main building on wall near grease trap
2015-03-19 | IP | Wilkins | 100 | 310 | S12171 | BFP003100 | Figtree On Passage 25-27 Passage Street Cleveland QLD 4163 | Body Corporate For Figtree On Passage CTS 47458 | 371190 | C/- Archers Body Corporate Management Pty Ltd GPO Box 3025 BRISBANE QLD 4001 | BC | 426368 | At front of property on the fire main connection
2015-03-19 | IP | Febco | 20 | 860L | H30569 | BFP003101 | Figtree On Passage 25-27 Passage Street Cleveland QLD 4163 | Body Corporate For Figtree On Passage CTS 47458 | 371190 | C/- Archers Body Corporate Management Pty Ltd GPO Box 3025 BRISBANE QLD 4001 | BC | 426368 | On wall in wash down bay
2017-04-20 | IP | Watts | 20 | 009M3 | 616 | BFP003102 | Brayside On Main 459-463 Main Road Wellington Point QLD 4160 | Body Corporate for Brayside On Main CTS 47053 | 365330 | PO Box 1854 CARINDALE QLD 4152 | BC | 422009 | On back side of Unit 5 near bin wash
2017-04-20 | IP | Febco | 20 | 860L | 29786 | BFP003103 | Brayside On Main 459-463 Main Road Wellington Point QLD 4160 | Body Corporate for Brayside On Main CTS 47053 | 365330 | PO Box 1854 CARINDALE QLD 4152 | BC | 422009 | On 'clearmake' in car wash area
2015-03-31 | IP | Febco | 20 | 860L | 30026 | BFP003105 | 18 Como Street Ormiston QLD 4160 | Australian Executor Trustees Limited As Trustee | 796 | GPO Box 546 ADELAIDE SA 5001 | TST | 384656 | Rear of house
2017-04-15 | ZP | Valvcheq DCV | 150 | DDA01 | 102477 | BFP003106 | Bayside Vista 47 Freshwater Street Thornlands QLD 4164 | Body Corporate For Bayside Vista CTS 47129 | 367000 | Suite 106, 621 Wynnum Road MORNINGSIDE QLD 4170 | BC | 422709 | On Fire Main line shut off at rear of development
2017-04-15 | ZP | Valvcheq DCV | 20 | DC03 | 86941 | BFP003107 | Bayside Vista 47 Freshwater Street Thornlands QLD 4164 | Body Corporate For Bayside Vista CTS 47129 | 367000 | Suite 106, 621 Wynnum Road MORNINGSIDE QLD 4170 | BC | 422709 | On Fire Main line shut off at rear of development on by-pass
2015-05-19 15:59 | IP | Watts | DN 15 | 009-AUS RP | 6551 | BFP003109 | Amity Point Camping Ground 16-22 Claytons Road Amity QLD 4183 | Quandamooka Yoolooburrabee Aboriginal Corporation As Trustee | 312270 | C/- Cameron Costello 27 Rainbow Crescent DUNWICH QLD 4163 | TST | 377089 | Behind main building on wall
2015-05-19 | IP | Febco | 20 | 860L | 31580 | BFP003110 | 78-80 Middle Street Cleveland QLD 4163 | Mr Dennis Swaney Mrs Sandra M Swaney | 1414 | 91 Whitehall Avenue Birkdale QLD 4159 | 0 | 43651 | Behind building on rear wall
2015-06-23 08:58 | ZP | Valvecheq | 20 | RP03 | 86069 | BFP003111 | 192 Delancey Street Ormiston QLD 4160 | Delancey Street Pty Ltd As Trustee | 353990 | 10 Allamanda Place MOUNT GRAVATT EAST QLD 4122 | TST | 380399 | Car wash area in front of Unit 19
2015-05-12 | ZP | Valvecheq | 20 | RP03 | 86085 | BFP003112 | 192 Delancey Street Ormiston QLD 4160 | Delancey Street Pty Ltd As Trustee | 353990 | 10 Allamanda Place MOUNT GRAVATT EAST QLD 4122 | TST | 380399 | Bin wash area 1 under covered area
2015-05-12 | ZP | Valvecheq | 20 | RP03 | 85861 | BFP003113 | 192 Delancey Street Ormiston QLD 4160 | Delancey Street Pty Ltd As Trustee | 353990 | 10 Allamanda Place MOUNT GRAVATT EAST QLD 4122 | TST | 380399 | Bin wash area 2 between Units 5 and 6
2015-05-12 | ZP | Valvecheq | 20 | RP03 | 85834 | BFP003114 | 192 Delancey Street Ormiston QLD 4160 | Delancey Street Pty Ltd As Trustee | 353990 | 10 Allamanda Place MOUNT GRAVATT EAST QLD 4122 | TST | 380399 | Bin wash area 3 back of Unit 20
2015-06-17 | IP | Apollo | 15 | RPAOLD4A | 578334 | BFP003115 | Redlands Business Park 20 Lennox Street Redland Bay QLD 4165 | Terence John Wilson & Josephine Mary Wilson As Trustee | 312540 | PO Box 1763 CAPALABA QLD 4157 | TST | 416861 | On hose tap
2017-06-02 | IP | Watts | 25 | 007M1-AUS | 12680 | BFP003116 | Redlands Business Park 20 Lennox Street Redland Bay QLD 4165 | Terence John Wilson & Josephine Mary Wilson As Trustee | 312540 | PO Box 649 CLEVELAND QLD 4163 | CMP | 233202 | Under fire hose reel
2017-05-04 | CP | Valvcheq | DN 100 | DC03 | 101907 | BFP003117 | Bayside Point 57 Charles Canty Drive Wellington Point QLD 4160 | Body Corporate For Bayside Point CTS 47196 | 367540 | PO Box 1079 OXENFORD QLD 4210 | BC | 423065 | Left hand side of front entry of estate
2018-01-11 | IP | Febco | 20 | 850L | H08976 | BFP003118 | Carmel College 20-22 Ziegenfusz Road Thornlands QLD 4164 | The Corporation Of The Trustees Of The Roman Catholic Archdiocese Of Brisbane | 31826 | GPO BOX 282 BRISBANE QLD 4001 | 8 | 37993 | Block M - rear of building at hose tap to grease trap
2015-06-05 | ZP | Febco | 50 | 825Y | B14049 | BFP003119 | Redland Bay Transfer Station 761-789 German Church Road Redland Bay QLD 4165 | Redland City Council Red Waste | 309190 | PO Box 21 Cleveland QLD 4163 | 5 | 116457 | Behind skip bins near fence line
2015-06-23 | CP | Wilkins | 100 | 310 | 511547 | BFP003120 | 52-54 Rose Street Ormiston QLD 4160 | No owners recorded | 602 | PO Box 380 BRIBIE ISLAND QLD 4507 | 0 | 9497 | On front boundary of easement
2015-01-13 | IP | Febco | 20 | 860L | 30543 | BFP003121 | Crystal Waters Shopping Centre 51-55 Island Outlook Avenue Thornlands QLD 4164 | Pryde Earthmoving & Excavations Pty Ltd As Trustee | 31227 | PO Box 3850 VICTORIA POINT WEST QLD 4165 | TST | 243186 | Behind IGA
2015-01-13 | ZP | Febco | 40 | 850L | 2140 | BFP003122 | Crystal Waters Shopping Centre 51-55 Island Outlook Avenue Thornlands QLD 4164 | Pryde Earthmoving & Excavations Pty Ltd As Trustee | 31227 | 5 Cronin Drive Wellington Point QLD 4160 | TST | 217228 | Next to main driveway into complex
2013-12-05 | IP | Tyco | 15 | RP03 | 74992 | BFP003123 | Crystal Waters Shopping Centre 51-55 Island Outlook Avenue Thornlands QLD 4164 | Pryde Earthmoving & Excavations Pty Ltd As Trustee | 31227 | PO Box 3850 VICTORIA POINT WEST QLD 4165 | TST | 243186 | Cleaners cupboard
2013-12-05 | CP | Tyco | 15 | RP03 | 77837 | BFP003124 | Crystal Waters Shopping Centre 51-55 Island Outlook Avenue Thornlands QLD 4164 | Pryde Earthmoving & Excavations Pty Ltd As Trustee | 31227 | 5 Cronin Drive Wellington Point QLD 4160 | TST | 217228 | Hot water system - cupboard in gym
2013-12-05 | IP | Tyco | 15 | RP03 | 75007 | BFP003125 | Crystal Waters Shopping Centre 51-55 Island Outlook Avenue Thornlands QLD 4164 | Pryde Earthmoving & Excavations Pty Ltd As Trustee | 31227 | PO Box 3850 VICTORIA POINT WEST QLD 4165 | TST | 243186 | Cleaners cupboard
2013-12-05 | IP | Tyco | 20 | RP03 | 77396 | BFP003126 | Crystal Waters Shopping Centre 51-55 Island Outlook Avenue Thornlands QLD 4164 | Pryde Earthmoving & Excavations Pty Ltd As Trustee | 31227 | 5 Cronin Drive Wellington Point QLD 4160 | TST | 217228 | Hot water system - cupboard in gym
2016-06-21 | IP | Febco | 20 | 860L | 29871 | BFP003127 | 260 Old Cleveland Road East Capalaba QLD 4157 | McKenzie Aged Care Group Pty Ltd | 357760 | PO Box 2360 BRIGHTON VIC 3186 | 9 | 327018 | Laundry room, basement hot supply
2016-06-21 | IP | Febco | 20 | 860L | 29524 | BFP003128 | 260 Old Cleveland Road East Capalaba QLD 4157 | McKenzie Aged Care Group Pty Ltd | 357760 | PO Box 2360 BRIGHTON VIC 3186 | 9 | 327018 | Laundry room, basement cold supply
2016-06-21 | IP | Watts | 20 | 009M3 | A00433 | BFP003129 | 260 Old Cleveland Road East Capalaba QLD 4157 | McKenzie Aged Care Group Pty Ltd | 357760 | PO Box 2360 BRIGHTON VIC 3186 | 9 | 327018 | Basement bin wash cold supply
2015-05-13 | IP | Watts | 20 | 009M3 | A00034 | BFP003130 | 260 Old Cleveland Road East Capalaba QLD 4157 | McKenzie Aged Care Group Pty Ltd | 357760 | PO Box 2360 BRIGHTON VIC 3186 | 9 | 327018 | Basement bin wash hot supply
2016-06-21 | IP | Watts | 20 | 009M3 | 696 | BFP003131 | 260 Old Cleveland Road East Capalaba QLD 4157 | McKenzie Aged Care Group Pty Ltd | 357760 | PO Box 2360 BRIGHTON VIC 3186 | 9 | 327018 | Pan room Level 1 west wing
2016-06-21 | IP | Watts | 20 | 009M3 | 1409 | BFP003132 | 260 Old Cleveland Road East Capalaba QLD 4157 | McKenzie Aged Care Group Pty Ltd | 357760 | PO Box 2360 BRIGHTON VIC 3186 | 9 | 327018 | Pan room Level 1 east wing
2016-06-21 | IP | Watts | 20 | 009M3 | 19524 | BFP003133 | 260 Old Cleveland Road East Capalaba QLD 4157 | McKenzie Aged Care Group Pty Ltd | 357760 | PO Box 2360 BRIGHTON VIC 3186 | 9 | 327018 | Pan room ground floor west
2016-06-21 | IP | Watts | 20 | 009M3 | 19481 | BFP003134 | 260 Old Cleveland Road East Capalaba QLD 4157 | McKenzie Aged Care Group Pty Ltd | 357760 | PO Box 2360 BRIGHTON VIC 3186 | 9 | 327018 | Pan room ground floor east
2016-06-21 | IP | Febco | 25 | 850L | 9563 | BFP003135 | 260 Old Cleveland Road East Capalaba QLD 4157 | McKenzie Aged Care Group Pty Ltd | 357760 | PO Box 2360 BRIGHTON VIC 3186 | 9 | 327018 | Basement main walkway opposite rain-tank room
2016-06-21 | IP | Febco | 25 | 850L | 10330 | BFP003136 | 260 Old Cleveland Road East Capalaba QLD 4157 | McKenzie Aged Care Group Pty Ltd | 357760 | PO Box 2360 BRIGHTON VIC 3186 | 9 | 327018 | Basement entrance outside next to LPG tanks
2016-06-21 | IP | Febco | 25 | 850L | 10180 | BFP003137 | 260 Old Cleveland Road East Capalaba QLD 4157 | McKenzie Aged Care Group Pty Ltd | 357760 | PO Box 2360 BRIGHTON VIC 3186 | 9 | 327018 | Basement at bottom of fire stair well
2016-06-21 | IP | Febco | 20 | 860L | 29842 | BFP003138 | 260 Old Cleveland Road East Capalaba QLD 4157 | McKenzie Aged Care Group Pty Ltd | 357760 | PO Box 2360 BRIGHTON VIC 3186 | 9 | 327018 | Near basement entrance outside at ORGs
2016-06-21 | IP | Wilkins | 80 | 375 | 74411 | BFP003139 | 260 Old Cleveland Road East Capalaba QLD 4157 | McKenzie Aged Care Group Pty Ltd | 357760 | PO Box 2360 BRIGHTON VIC 3186 | 9 | 327018 | Behind fire booster cabinet in main driveway
2016-06-21 | IP | Fabco | 50 | 860L | 5309 | BFP003140 | 260 Old Cleveland Road East Capalaba QLD 4157 | McKenzie Aged Care Group Pty Ltd | 357760 | PO Box 2360 BRIGHTON VIC 3186 | 9 | 327018 | Basement rain-tank room
2016-06-21 | CP | Vaivcheq | 20 | RP003 | 86618 | BFP003141 | 260 Old Cleveland Road East Capalaba QLD 4157 | McKenzie Aged Care Group Pty Ltd | 357760 | PO Box 2360 BRIGHTON VIC 3186 | 9 | 327018 | Hair salon - hot supply
2016-06-21 | IP | Vaivcheq | 20 | RP003 | 85748 | BFP003142 | 260 Old Cleveland Road East Capalaba QLD 4157 | McKenzie Aged Care Group Pty Ltd | 357760 | PO Box 2360 BRIGHTON VIC 3186 | 9 | 327018 | Hair salon - cold supply
2015-05-18 | IP | Wilkins | 20 | 350 | A373620 | BFP003143 | 260 Old Cleveland Road East Capalaba QLD 4157 | McKenzie Aged Care Group Pty Ltd | 357760 | PO Box 2360 BRIGHTON VIC 3186 | 9 | 327018 | Fire hydrant by-pass behind fire cabinet
2016-06-21 | CP | Wilkins | 100 | 350 | 44985 | BFP003144 | 260 Old Cleveland Road East Capalaba QLD 4157 | McKenzie Aged Care Group Pty Ltd | 357760 | PO Box 2360 BRIGHTON VIC 3186 | 9 | 327018 | Sprinkler booster behind fire cabinets
2016-06-21 | IP | Wilkins | 20 | 350 | A373618 | BFP003145 | 260 Old Cleveland Road East Capalaba QLD 4157 | McKenzie Aged Care Group Pty Ltd | 357760 | PO Box 2360 BRIGHTON VIC 3186 | 9 | 327018 | Sprinkler booster by-pass behind fire cabinets
2016-06-21 | CP | Wilkins | 100 | 350 | 44981 | BFP003146 | 260 Old Cleveland Road East Capalaba QLD 4157 | McKenzie Aged Care Group Pty Ltd | 357760 | PO Box 2360 BRIGHTON VIC 3186 | 9 | 327018 | Fire hydrant booster behind booster cabinet
2016-07-07 | IP | Valvetec | 20 | DC | D7936 | BFP003147 | South Street Depot 199-205 South Street Cleveland QLD 4163 | Redland City Council Facilities Services | 302420 | PO Box 21 Cleveland QLD 4163 | 5 | 80335 | On wall - front of shed G
2015-07-02 | ZP | Valvecheq | 15 | RP03 | 87911 | BFP003148 | 1 Wimborne Road Alexandra Hills QLD 4161 | Condoleon Brothers Pty Ltd | 37089 | C/- First Commercial Realty PO Box 7129 EAST BRISBANE QLD 4169 | CMP | 44102 | In veterinary cupboard next to washing machine
2015-05-12 | ZP | Tyco | 20 | DC03 | 901871 | BFP003149 | 192 Delancey Street Ormiston QLD 4160 | Delancey Street Pty Ltd As Trustee | 353990 | 10 Allamanda Place MOUNT GRAVATT EAST QLD 4122 | TST | 380399 | Side wall next to pool area next to filter room
2015-05-12 | ZP | Tyco | 100 | SD03 | 9098535 | BFP003150 | 192 Delancey Street Ormiston QLD 4160 | Delancey Street Pty Ltd As Trustee | 353990 | 10 Allamanda Place MOUNT GRAVATT EAST QLD 4122 | TST | 380399 | Front driveway fire service line
2015-05-12 | ZP | Valvecheq | 20 | DC03 | 89875 | BFP003151 | 192 Delancey Street Ormiston QLD 4160 | Delancey Street Pty Ltd As Trustee | 353990 | 10 Allamanda Place MOUNT GRAVATT EAST QLD 4122 | TST | 380399 | Front driveway irrigation line
2015-06-25 | IP | Febco | 20 | 860L | 32161 | BFP003152 | Serenity 44 Holland Crescent Capalaba QLD 4157 | Body Corporate For Satya Villas CTS 47443 | 370740 | QBS Strata Management PO Box 1079 OXENFORD QLD 4210 | BC | 426135 | On front left hand side of driveway
2017-05-04 | IP | Febco | DN 20 | 860L | H33491 | BFP003153 | Bayside Point 57 Charles Canty Drive Wellington Point QLD 4160 | Body Corporate For Bayside Point CTS 47196 | 367540 | PO Box 1079 OXENFORD QLD 4210 | BC | 423065 | Left hand side of car wash bay
2016-01-22 | IP | Febco | 20 | 860L | 29879 | BFP003154 | Victoria Point Shopping Centre 2-34 Bunker Road Victoria Point QLD 4165 | Lipoma Pty Ltd As Trustee | 237850 | PO Box 3354 VICTORIA POINT WEST QLD 4165 | TST | 114027 | Outside shop on wall adjacent to grease trap (Shop 3 Zarraffas)
2017-07-27 | IP | Febco | 20 | 860L | H32130 | BFP003155 | Aspire Capalaba 38-40 School Road Capalaba QLD 4157 | Body Corporate for Aspire Capalaba CTS 47679 | 373750 | PO Box 76 CLAYFIELD QLD 4011 | BC | 427839 | Rear of car wash on boundary fence
2017-07-27 | IP | Wilkins | 100 | 310 | 11866 | BFP003156 | Aspire Capalaba 38-40 School Road Capalaba QLD 4157 | Body Corporate for Aspire Capalaba CTS 47679 | 373750 | PO Box 76 CLAYFIELD QLD 4011 | BC | 427839 | Left hand side of driveway on boundary
2015-06-30 | IP | Wilkins | 20 | 700XL | NSF-61G | BFP003157 | Aspire Capalaba 38-40 School Road Capalaba QLD 4157 | Body Corporate for Aspire Capalaba CTS 47679 | 373750 | PO Box 76 CLAYFIELD QLD 4011 | BC | 427839 | Left hand side of driveway on boundary (by-pass)
2015-08-13 | IP | Valvcheq | 20 | RP03 | 90581 | BFP003158 | Anniston Place 16 Bainbridge Street Ormiston QLD 4160 | Body Corporate for Anniston Place CTS 47854 | 375630 | C/- Capitol Body Corporate Administration PO Box 2362 Chermside Centre QLD 4032 | BC | 430430 | Unit 3 - car wash bay
2015-08-13 | IP | Wilkins | 100 | 310175PS1 | 511714 | BFP003160 | Anniston Place 16 Bainbridge Street Ormiston QLD 4160 | Body Corporate for Anniston Place CTS 47854 | 375630 | C/- Capitol Body Corporate Administration PO Box 2362 Chermside Centre QLD 4032 | BC | 430430 | Left hand side - fire service front of yard
2015-08-27 14:03 | IP | Febco | DN20 | 860L | H09834 | BFP003161 | Sentinels Ormiston 27 Freeth Street East Ormiston QLD 4160 | Body Corporate For Sentinels Ormiston CTS 48129 | 375890 | C/- Whittles Body Corporate Services 1/17 Waterloo Street CLEVELAND QLD 4163 | BC | 433177 | Car wash bay
2017-01-30 | ZP | Febco | 20 | 860L | H30093 | BFP003162 | 24-26 High Street Russell Island QLD 4184 | The State Of Qld (Rep By Department Of Community Safety) | 20068 | 219 Ruthven Street Toowoomba QLD 4350 | CMP | 228604 | On water supply to hose tap LHS internal wall Ambulance parking garage
2017-01-30 | ZP | Febco | 32 | 860L | H03666 | BFP003163 | 24-26 High Street Russell Island QLD 4184 | The State Of Qld (Rep By Department Of Community Safety) | 20068 | PO BOX 135 MAGNETIC ISLAND QLD 4819 | 0 | 24841 | On water supply to irrigation system external wall rear of Ambulance garage
2017-01-30 | IP | Febco | 20 | 860L | H29709 | BFP003164 | 24-26 High Street Russell Island QLD 4184 | The State Of Qld (Rep By Department Of Community Safety) | 20068 | 219 Ruthven Street Toowoomba QLD 4350 | CMP | 228604 | On mains water supply to water tank diversion switch in breeze way between station and garage
2017-01-30 | CP | Febco | 32 | 850L | H02003 | BFP003165 | 24-26 High Street Russell Island QLD 4184 | The State Of Qld (Rep By Department Of Community Safety) | 20068 | PO BOX 135 MAGNETIC ISLAND QLD 4819 | 0 | 24841 | On containment office boundary LHS near water meter
2015-08-11 | ZP | Febco | 20 | 850L | 4542 | BFP003166 | 243 Queen Street Cleveland QLD 4163 | Mr David G W Warner Ms Joanne Warner | 272580 | 243 Queen Street Cleveland QLD 4163 | 0 | 312581 | RHS of house on wall behind gas bottle
2017-10-04 09:25 | ZP | Watts | 20 | 009M3 | 996 | BFP003168 | AVEO Cleveland 136-150 Smith Street Cleveland QLD 4163 | Aveo Cleveland (No 2) Pty Limited | 2872 | 1 IVY STREET INDOOROOPILLY QLD 4068 | 0 | 101664 | On western wall of unit 17, block E, stage 5
2017-10-04 09:25 | ZP | Watts | 20 | 009M3 | 996 | BFP003168 | AVEO Cleveland 136-150 Smith Street Cleveland QLD 4163 | Aveo Cleveland (No 2) Pty Limited | 2872 | LEVEL 7 50 CAVILL AVENUE SURFERS PARADISE QLD 4217 | CMP | 111567 | On western wall of unit 17, block E, stage 5
2017-10-04 09:25 | ZP | Febco | 20 | 860L | H09857 | BFP003169 | AVEO Cleveland 136-150 Smith Street Cleveland QLD 4163 | Aveo Cleveland (No 2) Pty Limited | 2872 | 1 IVY STREET INDOOROOPILLY QLD 4068 | 0 | 101664 | On eastern wall of unit 6, block C, stage 4
2017-10-04 09:25 | ZP | Febco | 20 | 860L | H09716 | BFP003170 | AVEO Cleveland 136-150 Smith Street Cleveland QLD 4163 | Aveo Cleveland (No 2) Pty Limited | 2872 | 1 IVY STREET INDOOROOPILLY QLD 4068 | 0 | 101664 | On eastern wall of unit 4, block B, stage 4
2017-10-04 09:25 | ZP | Febco | 20 | 860L | H30722 | BFP003171 | AVEO Cleveland 136-150 Smith Street Cleveland QLD 4163 | Aveo Cleveland (No 2) Pty Limited | 2872 | 1 IVY STREET INDOOROOPILLY QLD 4068 | 0 | 101664 | On eastern wall of unit 2, block A, stage 4
2017-08-31 | IP | Wilkins | 15 | 975X L2 | W402546 | BFP003172 | Finlandia Village Rest Home 337-341 Redland Bay Road Thornlands QLD 4164 | Australian Finnish Rest Home Association | 201284 | Finlandia Village Rest Home 337-341 Redland Bay Road Thornlands QLD 4164 | ASO | 37926 | On wall in disabled bathroom in gymnasium
2017-08-31 | IP | Watts | 20 | 009M3 - AUSRP | A01897 | BFP003173 | Finlandia Village Rest Home 337-341 Redland Bay Road Thornlands QLD 4164 | Australian Finnish Rest Home Association | 201284 | Finlandia Village Rest Home 337-341 Redland Bay Road Thornlands QLD 4164 | ASO | 37926 | On back wall of meeting hall next to grease trap
2017-08-31 | IP | Wilkins | 15 | 975XL2 | W402519 | BFP003174 | Finlandia Village Rest Home 337-341 Redland Bay Road Thornlands QLD 4164 | Australian Finnish Rest Home Association | 201284 | Finlandia Village Rest Home 337-341 Redland Bay Road Thornlands QLD 4164 | ASO | 37926 | In box on wall disabled bathroom in gymnasium
2017-08-31 | IP | Wilkins | 32 | 375RP | A197471 | BFP003175 | Finlandia Village Rest Home 337-341 Redland Bay Road Thornlands QLD 4164 | Australian Finnish Rest Home Association | 201284 | Finlandia Village Rest Home 337-341 Redland Bay Road Thornlands QLD 4164 | ASO | 37926 | At right hand side of main entry to meeting hall
2017-08-22 | IP | Febco | 20 | 860L | A17827 | BFP003176 | 128-158 Dundas Street Ormiston QLD 4160 | Bradley Robert Skinner As Trustee | 929 | 128-158 Dundas Street Ormiston QLD 4160 | TST | 91983 | Rear of property back of nursery on hot water tank
2017-10-18 | IP | Apollo RPZD | 15 | RPAULF4A | 36940 | BFP003177 | 139 Queen Street Cleveland QLD 4163 | B & A Whitehouse Nominees Pty Ltd | 1847 | C/- Ben F Whitehouse & Co Solicitors PO Box 166 Cleveland QLD 4163 | CMP | 2325 | Inside tenancy - steri room cupboard
2017-08-17 | ZP | Febco | 32 | 850L | 2120 | BFP003178 | 16 Dickson Way Dunwich QLD 4183 | Yulu-burri-ba Aboriginal Corporation For Community | 33199 | PO Box 154 DUNWICH QLD 4183 | 9 | 39723 | Front RH corner of new building near meter
2017-11-23 | IP | Vailcheq | 15 | RP03 | 93266 | BFP003179 | 173 Railway Parade Thorneside QLD 4158 | Smithson Two Pty Ltd As Trustee | 6253 | 11 Muriel Street REDLAND BAY QLD 4165 | PR | 424879 | Right side - bunded wash area
2015-12-11 | IP | Valvcheq | 15 | RPO3 | 9365 | BFP003180 | Crystal Waters Shopping Centre 51-55 Island Outlook Avenue Thornlands QLD 4164 | Pryde Earthmoving & Excavations Pty Ltd As Trustee | 31227 | PO Box 3850 VICTORIA POINT WEST QLD 4165 | TST | 243186 | On wall - back of E8 Kebabs near GIT
2017-04-15 | IP | Watts | 15 | 009-AUS | 1180 | BFP003181 | Bayside Vista 47 Freshwater Street Thornlands QLD 4164 | Body Corporate For Bayside Vista CTS 47129 | 367000 | Suite 106, 621 Wynnum Road MORNINGSIDE QLD 4170 | BC | 422709 | Behind wall at oil/water separator
2016-05-05 13:53 | ZP | Tyco | 20 | RP03 | 83655 | BFP003182 | Mater Private Hospital 41 Weippin Street Cleveland QLD 4163 | Mater Private Hospital | 240690 | 41 Weippin Street Cleveland QLD 4163 | HOS | 232323 | Level Three Plant Room Number 2
2015-09-10 | ZP | Valvcheq | 100 | SDCT03 | 103976 | BFP003183 | Capalaba State School 154 Mount Cotton Road Capalaba QLD 4157 | The State Of Queensland (Represented By Department Of Education & Training) | 329970 | PO Box 15033 CITY EAST QLD 4002 | 6 | 364841 | Next to Fire Hydrant Booster
2017-08-10 | IP | Watts | 20 | 009 RPLD | 925 | BFP003185 | 25 St Anthony Drive Alexandra Hills QLD 4161 | The State Of Qld Rep By Dept Of Housing & Public Works | 9824 | 49 Primrose Drive Thornlands QLD 4164 | 0 | 12354 | Car Wash
2017-08-10 | CP | Valvcheq | 20 | DCV | 84874 | BFP003186 | 25 St Anthony Drive Alexandra Hills QLD 4161 | The State Of Qld Rep By Dept Of Housing & Public Works | 9824 | PO Box 5500 ALEXANDRA HILLS QLD 4161 | TST | 292031 | VALVE NOT REQUIRED - Front boundary at by-pass
2017-08-10 | CP | Valvcheq | 100 | DDA03 | 102253 | BFP003187 | 25 St Anthony Drive Alexandra Hills QLD 4161 | The State Of Qld Rep By Dept Of Housing & Public Works | 9824 | 49 Primrose Drive Thornlands QLD 4164 | 0 | 12354 | Front boundary at bypass
2017-04-20 |  | Pentair | 150 | DD A03 | 108787 | BFP003188 | 36 Enterprise Street Cleveland QLD 4163 | Energex Limited | 50457 | DEPARTMENT OF TOURISM SMALL BUSINESS AND INDUSTRY GPO BOX 1141 BRISBANE QLD 4001 | 6 | 48734 | Front garden bed near fire pump house
2015-09-22 |  | Pentair | 20 | DC03 | 90241 | BFP003189 | 36 Enterprise Street Cleveland QLD 4163 | Energex Limited | 50457 | 38-44 Enterprise Street Cleveland QLD 4163 | TST | 239163 | Bypass for Front garden bed near fire pump house
2017-04-20 |  | Watts | 25 | 009M2-AUS | 783 | BFP003190 | 36 Enterprise Street Cleveland QLD 4163 | Energex Limited | 50457 | DEPARTMENT OF TOURISM SMALL BUSINESS AND INDUSTRY GPO BOX 1141 BRISBANE QLD 4001 | 6 | 48734 | Rear storage and wash-down shed
2016-04-26 | ZP | FEBCO | 20 | 860L | H37690 | BFP003191 | 149 Old Cleveland Road Capalaba QLD 4157 | Wilsucceed Pty Ltd As Trustee | 11523 | 149 Old Cleveland Road Capalaba QLD 4157 | 0 | 14758 | Downstairs plant room on rear wall over 100mm Tundish
2017-02-23 | CP | Vaivcheq | 25 |  | N/A | BFP003192 | 17 William Street Cleveland QLD 4163 | Volunteer Marine Rescue Raby Bay Inc | 366690 | PO BOX 87 CLEVELAND QLD 4163 | ASO | 52543 | Right side of Roller Door on Fire Service
2017-02-23 | CP | Vaicheq | 20 | RP03 | 96171 | BFP003193 | 17 William Street Cleveland QLD 4163 | Volunteer Marine Rescue Raby Bay Inc | 366690 | PO BOX 87 CLEVELAND QLD 4163 | ASO | 52543 | Right side of boat storage before wash down Reel
2017-10-25 | CP | Vaivcheq | 50 | RP03 | 93283 | BFP003194 | Wellington Manor 269-289 Birkdale Road Birkdale QLD 4159 | Wellington Manor Pty Ltd | 237390 | 269-289 BIRKDALE ROAD BIRKDALE QLD 4159 | CMP | 33201 | Front Boundary
2017-10-25 | CP | Vaivcheq | 50 | RP03 | 93083 | BFP003195 | Wellington Manor 269-289 Birkdale Road Birkdale QLD 4159 | Wellington Manor Pty Ltd | 237390 | 269-289 BIRKDALE ROAD BIRKDALE QLD 4159 | CMP | 33201 | Front Boundary
2017-05-29 | ZP | Flomatic | 150 | SDCV | AN0001 | BFP003196 | 174-186 Wellington Street Ormiston QLD 4160 | Ormiston Retirement Village Pty Ltd As Trustee | 369570 | 1/152 Station Road INDOOROOPILLY QLD 4068 | TST | 423301 | On Fire Main Line beside water meter front L/H Boundary
2016-05-13 | IP | Wilkins RPZD | 15 | 975XL2 | W405107 | BFP003197 | Inlet At Redland Bay 75-99 Gordon Road Redland Bay QLD 4165 | Body Corporate For Inlet At Redland Bay CTS 49058 | 386380 | PO Box 743 MORNINGSIDE QLD 4170 | BC | 442275 | Next to Carwash Bay Mounted on Fence
2016-05-13 | ZP | Wilkins RPZD | 50 | 375RP | A370289 | BFP003198 | Inlet At Redland Bay 75-99 Gordon Road Redland Bay QLD 4165 | Body Corporate For Inlet At Redland Bay CTS 49058 | 386380 | PO Box 743 MORNINGSIDE QLD 4170 | BC | 442275 | Front of Complex Left side of Driveway
2016-05-27 | ZP | ZURN | 4" | 310 | S12738 | BFP003199 | Inlet At Redland Bay 75-99 Gordon Road Redland Bay QLD 4165 | Body Corporate For Inlet At Redland Bay CTS 49058 | 386380 | PO Box 743 MORNINGSIDE QLD 4170 | BC | 442275 | Front of Complex left side of Driveway
2016-05-27 | IP | Apollo | 15 | RPZD | 683993 | BFP003200 | Home Town Villas 15 St Anthony Drive Alexandra Hills QLD 4161 | Body Corporate For Home Town Villas 140-146 Finucane Road CTS 48871 | 388690 | PO Box 466 TOOWONG QLD 4066 | BC | 441041 | Bin Area on Wall
2016-05-27 | CP | Tyco | 20 | DC | 12934 | BFP003201 | Home Town Villas 15 St Anthony Drive Alexandra Hills QLD 4161 | Body Corporate For Home Town Villas 140-146 Finucane Road CTS 48871 | 388690 | PO Box 466 TOOWONG QLD 4066 | BC | 441041 | Front Boundary Left Hand Side
2016-05-27 | CP | Tyco | 100 | DCD1403 | 90787 | BFP003202 | Home Town Villas 15 St Anthony Drive Alexandra Hills QLD 4161 | Body Corporate For Home Town Villas 140-146 Finucane Road CTS 48871 | 388690 | PO Box 466 TOOWONG QLD 4066 | BC | 441041 | Front Boundary Left Hand Side
2016-05-27 | IP | Apollo | 15 | RPZD | 604683 | BFP003203 | Home Town Villas 15 St Anthony Drive Alexandra Hills QLD 4161 | Body Corporate For Home Town Villas 140-146 Finucane Road CTS 48871 | 388690 | PO Box 466 TOOWONG QLD 4066 | BC | 441041 | Bin Area on Wall
2016-05-27 | IP | Apollo | 15 | RPZD | 684042 | BFP003204 | Home Town Villas 15 St Anthony Drive Alexandra Hills QLD 4161 | Body Corporate For Home Town Villas 140-146 Finucane Road CTS 48871 | 388690 | PO Box 466 TOOWONG QLD 4066 | BC | 441041 | Car Wash on Wall
2017-02-15 | CP | Tyco | 100 | SCVT03 | RP20160307 | BFP003205 | 58-68 Delancey Street Ormiston QLD 4160 | Rural Press (Qld) Limited | 1110 | C/- Dtz & Ugl Services GPO Box 2698 CANBERRA CITY ACT 2601 | CMP | 1516 | Next to water metre at Finucane Road
2016-06-08 | IP | Febco | 20 | 860L | 38377 | BFP003206 | Capalaba Central Shopping Centre 38-62 Moreton Bay Road Capalaba QLD 4157 | Shayher Alliance Pty Limited As Trustee | 54896 | C/- Wynnum Retail Management Pty Ltd PO Box 683 CAPALABA QLD 4157 | TST | 426023 | In kitchen adjacent to dishwasher & glass washer
2017-01-24 | ZP | Tyco RPZD | 20 | RP03 | 84938 | BFP003207 | 31-75 Taylor Road Sheldon QLD 4157 | Sheldon College | 400710 | PO Box 1188 Capalaba DC QLD 4157 | EDU | 72650 | Western external wall of Amenities AF
2017-01-24 | ZP | Tyco RPZD | 25 | RP03 | 77484 | BFP003208 | 31-75 Taylor Road Sheldon QLD 4157 | Sheldon College | 400710 | PO Box 1188 Capalaba DC QLD 4157 | EDU | 72650 | Western external wall of stadium
2017-01-24 | ZP | Watts RPZD | 25 | 009M2AUSRP | A01191 | BFP003209 | 31-75 Taylor Road Sheldon QLD 4157 | Sheldon College | 400710 | PO Box 1188 Capalaba DC QLD 4157 | EDU | 72650 | Southern end of D Block on FHR
2017-02-16 | IP | Watts | 20 | 007MS-AUS DC | 1696 | BFP003210 | 13 Channel Street 13 Channel Street Cleveland QLD 4163 | Body Corporate for 13 Channel Street CTS 48251 | 381480 | C/- Whittles Australia Pty Ltd PO Box 539 CLEVELAND QLD 4163 | BC | 434846 | Bin wash Left Hand side of driveway
2017-05-19 | ZP | ARI | 32 | RP500 | RW1246 | BFP003211 | 50-52 Redland Bay Road Capalaba QLD 4157 | Mr Carmelo Mailli & Mrs Sebastiana Mailli As Trustees | 11628 | 104-112 Thornlands Road Thornlands QLD 4164 | TST | 254528 | Front garden on Fire Hose Reel
2017-05-19 | IP | Febco | 20 | 860L | 37189 | BFP003212 | 50-52 Redland Bay Road Capalaba QLD 4157 | Mr Carmelo Mailli & Mrs Sebastiana Mailli As Trustees | 11628 | 112 Thornlands Road THORNLANDS QLD 4164 | 0 | 14835 | Car Wash Bay
2017-12-12 | IP | Watts | 20 | 009M3 | 3512 | BFP003213 | 12 Daintree Drive Unit 10/20 Daintree Drive Redland Bay QLD 4165 | Carndale Pty Ltd H G Associates Pty Ltd | 342920 | PO Box 649 CLEVELAND QLD 4163 | CMP | 106649 | Wall mounted beside sink in prep area
2017-12-12 | ZP | Watts | 20 | 609M3 - AUS RP | 1852 | BFP003214 | 12 Daintree Drive Unit 10/20 Daintree Drive Redland Bay QLD 4165 | Carndale Pty Ltd H G Associates Pty Ltd | 342920 | PO Box 649 CLEVELAND QLD 4163 | CMP | 233202 | On Front of building underneath hot water system
2015-08-10 | IP | Valcheq | 20 | RPLD | 90704 | BFP003215 | Home Town Villas 5 Boulter Close Capalaba QLD 4157 | Body Corporate for Home Town Villas 7a Arcadia Street CTS 47743 | 373030 | Home Town Villas 5 Boulter Close Capalaba QLD 4157 | BC | 428744 | Car wash on wall
2015-08-10 | CP | Davif? | 100 | DCU | 48393 | BFP003216 | Home Town Villas 5 Boulter Close Capalaba QLD 4157 | Body Corporate for Home Town Villas 7a Arcadia Street CTS 47743 | 373030 | Home Town Villas 5 Boulter Close Capalaba QLD 4157 | BC | 428744 | Front Boundary at meter
2015-08-10 | CP | Apollo | 20 | DCU | 648209 | BFP003217 | Home Town Villas 5 Boulter Close Capalaba QLD 4157 | Body Corporate for Home Town Villas 7a Arcadia Street CTS 47743 | 373030 | Home Town Villas 5 Boulter Close Capalaba QLD 4157 | BC | 428744 | Front Boundary at Meter Bypass
2015-10-27 | IP | Watts | 15 | 009 AUS | A01238 | BFP003218 | 20 Boat Street 20 Boat Street Victoria Point QLD 4165 | Body Corporate For 20 Boat Street CTS 48059 | 377350 | C/- Hartley's Management Serv P/L PO Box 111 CORINDA QLD 4075 | BC | 431441 | Car wash bay
2017-08-07 | ZP | Apollo | 20 | N/A | 627202 | BFP003219 | Victoria Point Lakeside Shopping Centre / Library 7-13 Bunker Road Victoria Point QLD 4165 | Victoria Point Lakeside Pty Ltd | 280550 | C/- First National Property Group PO Box 7338 REDLAND BAY QLD 4165 | BUS | 261010 | Plant Platform inside Tenancy Servicing 2 basins, 1 Hose reel, 2 sink
2017-08-07 | ZP | Watts | 15 | 9 | 11141 | BFP003220 | Victoria Point Lakeside Shopping Centre / Library 7-13 Bunker Road Victoria Point QLD 4165 | Victoria Point Lakeside Pty Ltd | 280550 | C/- First National Property Group PO Box 7338 REDLAND BAY QLD 4165 | BUS | 261010 | Plant Platform inside tenancy servicing 3 basins
2017-01-31 |  | Valvecheq | 100 | DC03 | 103227 | BFP003221 | Alexandra Hills State School 4-16 Princeton Avenue Alexandra Hills QLD 4161 | The State Of Queensland (Represented By Department of Education & Training) | 375060 | PO Box 15033 CITY EAST QLD 4002 | 6 | 283868 | Front of School behind Fence
2016-11-04 | CP | Valvcheq | 100 | DDA03 | 102251 | BFP003222 | 17A Stanley Street Capalaba QLD 4157 | Mr Andrew L Pollard | 378170 | 17 Stanley Street Capalaba QLD 4157 | 0 | 344649 | Front RHS of Driveway
2016-11-04 | CP | Valvcheq | 20 | DCV03 | 84883 | BFP003223 | 17A Stanley Street Capalaba QLD 4157 | Mr Andrew L Pollard | 378170 | 8 Trent Street MOUNT GRAVATT QLD 4122 | 0 | 344648 | Front RHS of Driveway - By-Pass Device
2015-09-15 | CP | Wilkins | 100 | 310 | 11719 | BFP003225 | Russell Island Sport and Recreation Park 2-50 Union Street Russell Island QLD 4184 | Redland City Council | 18311 | PO Box 21 Cleveland QLD 4163 | 5 | 2 | On Driveway at Boundary
2015-09-15 | IP | Febco | 20 | 860L | 31810 | BFP003226 | Russell Island Sport and Recreation Park 2-50 Union Street Russell Island QLD 4184 | Redland City Council | 18311 | 192 Markham Street Armidale NSW 2350 | 0 | 22594 | On hosecock in utility cupboard near hot water system
2017-02-15 | IP | Tyco | 20 | RP03 | 95348 | BFP003227 | Capalaba Park Shopping Centre 7-45 Redland Bay Road Capalaba QLD 4157 | YFG Shopping Centres as Trustee Trondage Enterprises Pty Ltd | 11785 | Capalaba Park Shopping Centre 7-45 Redland Bay Road Capalaba QLD 4157 | CMP | 369358 | Behind wall of chicken cookers back stock area- COLD WATER
2017-08-25 | IP | Febco | 100 | 860 | N1502130619 | BFP003229 | Donald Road Sportsfield 1-5 Donald Road Redland Bay QLD 4165 | Redland City Council As Trustee City Spaces | 263040 | PO Box 21 Cleveland QLD 4163 | 2 | 80336 | Northern side of soccer fields on fenceline
2017-11-16 | IP | TYCO | 20 | RP03 | 95023 | BFP003230 | Birkdale Fair Shopping Centre 2-12 Mary Pleasant Drive Birkdale QLD 4159 | The Trust Company (Australia) Limited | 45001 | C/- APN Property Plus PO Box 18011 Collins Street East MELBOURNE VIC 8003 | CMP | 238521 | Right hand side of building for new grease trap servicing hose tap - Mary Pleasant Drive end
2017-09-02 | IP | TYCO | 20 | RP03 | 79950 | BFP003231 | Cleveland Harbourside Centre (W'worths) 67-107 Middle Street Cleveland QLD 4163 | The Trust Company Limited | 1500 | Cleveland Shopping Centre 91 Middle Street Cleveland QLD 4163 | CMP | 1944 | CP2 dog wash machine
2017-09-25 | IP | Febro | 20 | 860L | 31833 | BFP003232 | Pittwin Terraces 27 Pittwin Road North Capalaba QLD 4157 | Body Corporate For Pittwin Terraces CTS 48055 | 375990 | C/- SSKB PO Box 10093 Adelaide Street BRISBANE QLD 4000 | BC | 432237 | Bin wash area Front car park
2017-09-25 |  | VALVCHEQ | 100 | dc03 | 102687 | BFP003233 | Pittwin Terraces 27 Pittwin Road North Capalaba QLD 4157 | Body Corporate For Pittwin Terraces CTS 48055 | 375990 | C/- SSKB PO Box 10093 Adelaide Street BRISBANE QLD 4000 | BC | 432237 | Front driveway left hand side
2015-09-28 |  | Febro | 20 | 850L | 9180 | BFP003234 | Pittwin Terraces 27 Pittwin Road North Capalaba QLD 4157 | Body Corporate For Pittwin Terraces CTS 48055 | 375990 | C/- SSKB PO Box 10093 Adelaide Street BRISBANE QLD 4000 | BC | 432237 | Front Driveway left hand side (By Pass)
2017-11-29 | IP | Wilkins | 20 | 350 | AO17395 | BFP003235 | Nine On Valantine 58-60 Valantine Road Birkdale QLD 4159 | Body Corporate For Nine On Valantine CTS 48186 | 380270 | R Matthews & Son Pty Ltd 678 Ipswich Road ANNERLEY QLD 4103 | BC | 432793 | Bin wash area
2017-12-13 | ZP | Watts | 20 | 009M3-AUS | 3508 | BFP003236 | Redlands Business Park 5-11 Daintree Drive Redland Bay QLD 4165 | Alan G Wilson & Pamela H Caswell As Trustee | 312450 | C/- Fox & Bell Group PO Box 649 CLEVELAND QLD 4163 | TST | 376827 | On inside of roller door on right hand side Unit 8
2015-12-08 |  | Watts | 20 | RPZD | A00671 | BFP003237 | 118 Birkdale Road Birkdale QLD 4159 | Erobin Holdings Pty Ltd As Trustee | 27206 | PO BOX 241 ESK QLD 4312 | CMP | 32103 | Rear of building near AC units
2015-12-08 |  | Watts | 20 | RPZD | A02575 | BFP003238 | 118 Birkdale Road Birkdale QLD 4159 | Erobin Holdings Pty Ltd As Trustee | 27206 | 175 Main Road Wellington Point QLD 4160 | TST | 246456 | Front Boundary Right Hand Side
2015-12-14 |  | Wilkins | 25 | 375rp | A454729 | BFP003239 | Birkdale Transfer Station 555-607 Old Cleveland Road East Birkdale QLD 4159 | Redland City Council As Trustee Red Waste (Transfer Stations) | 204597 | PO Box 21 Cleveland QLD 4163 | 2 | 116455 | Inside pumpout station Judy Holt park black alloy fence, inside stainless steel box
2015-12-14 |  | Wilkins | 25 | 375rp | A471054 | BFP003240 | Birkdale Transfer Station 555-607 Old Cleveland Road East Birkdale QLD 4159 | Redland City Council As Trustee Red Waste (Transfer Stations) | 204597 | PO Box 21 Cleveland QLD 4163 | 2 | 80336 | Near leachate pond area and pump station, stainless box
2016-01-18 | IP | Valcheq | 25 | dc03 | 92383 | BFP003241 | 75 Redland Bay Road Capalaba QLD 4157 | Lientage Investments Pty Ltd Mr John F De Martini | 11772 | Level 10 46 Edward Street BRISBANE QLD 4000 | 0 | 75820 | FHR near storage area rear
2016-02-11 | IP | Apollo | 20 | RPZD | 685833 | BFP003242 | Home Town Villas 29 St Anthony Drive Alexandra Hills QLD 4161 | Body Corporate For Home Town Villas 152 & 154 Finucane Road CTS 48292 | 380850 | PO Box 466 TOOWONG QLD 4066 | BC | 434272 | Car wash
2016-02-11 | IP | Apollo | 20 | RPZD | 685844 | BFP003243 | Home Town Villas 29 St Anthony Drive Alexandra Hills QLD 4161 | Body Corporate For Home Town Villas 152 & 154 Finucane Road CTS 48292 | 380850 | PO Box 466 TOOWONG QLD 4066 | BC | 434272 | Bin wash on fence
2016-02-11 | CP | Valcheq | 20 | DCU | 93044 | BFP003244 | Home Town Villas 29 St Anthony Drive Alexandra Hills QLD 4161 | Body Corporate For Home Town Villas 152 & 154 Finucane Road CTS 48292 | 380850 | PO Box 466 TOOWONG QLD 4066 | BC | 434272 | Front Boundary
2016-02-11 | CP | Valcheq | 100 | DCU | 104078 | BFP003245 | Home Town Villas 29 St Anthony Drive Alexandra Hills QLD 4161 | Body Corporate For Home Town Villas 152 & 154 Finucane Road CTS 48292 | 380850 | PO Box 466 TOOWONG QLD 4066 | BC | 434272 | Front Boundary
2016-02-24 | IP | Febco | 20 | 860L | H09745 | BFP003246 | Aspect By Arcadian 67 Keith Street Capalaba QLD 4157 | Body Corporate For Aspect By Arcadian CTS 48972 | 387110 | C/- The Secretary Aspect By Arcadian 67 Keith Street CAPALABA QLD 4157 | BC | 441240 | At wash down hose on the garage wall of unit 5
2016-07-07 | IP | Watts | 20 | 009M3 | 4281 | BFP003248 | Redlands IndigiScapes Centre 17 Runnymede Road Capalaba QLD 4157 | Redland City Council City Spaces | 202909 | PO Box 21 Cleveland QLD 4163 | 5 | 70036 | On line to rainwater tank next to playground
2016-04-11 | IP | Watts | 20 | 009M3/AUS RP | A03089 | BFP003249 | 522 Main 522 Main Road Wellington Point QLD 4160 | Body Corporate For 522 Main CTS 48592 | 386320 | PO Box 2151 WELLINGTON POINT QLD 4160 | BC | 439429 | On unit 5 left hand side car wash bay
2017-02-15 | IP | Tyco RPZ | 20 | RP03 | 96356 | BFP003250 | Capalaba Park Shopping Centre 7-45 Redland Bay Road Capalaba QLD 4157 | YFG Shopping Centres as Trustee Trondage Enterprises Pty Ltd | 11785 | C/- CAPALABA SHOPPING CENTRE 7-45 REDLAND BAY ROAD CAPALABA QLD 4157 | TST | 77315 | Behind wall of chicken cookers back stock area - HOT WATER
2015-11-02 | ZP | VALVCHEQ | 25 | RP03 | 92758 | BFP003251 | 36A Alexandra Circuit Alexandra Hills QLD 4161 | Queensland Bulk Water Transport Authority | 351430 | PO Box 328 IPSWICH QLD 4305 | BUS | 328470 | Water supply for Safety Shower at Chemical Dosing Bldg
2017-12-12 | IP | Apollo | 25 | DCAULF4A | 656293 | BFP003252 | Redlands Business Park 13 Daintree Drive Redland Bay QLD 4165 | Carndale Pty Ltd H G Associates Pty Ltd | 312480 | PO Box 649 CLEVELAND QLD 4163 | CMP | 106649 | On FHR at front of Dwelling
2017-06-14 |  | ValvCheq | 15 | RP03 | 96985 | BFP003253 | Alexandra Hills Shopping Centre 71 Cambridge Drive Alexandra Hills QLD 4161 | Blau Holdings Pty Ltd As Trustee Rakio Pty Ltd As Trustee | 387010 | C/-Centre Mgr Alex Hills Shopctr Cnr Finucane Rd & Cambridge Dr ALEXANDRA HILLS QLD 4161 | TST | 341708 | Outside Northern Wall. Behind locked fence.
2017-06-20 |  | Valve Check | 100 | SDCT03 | 105592 | BFP003254 | Alexandra Hills Shopping Centre 71 Cambridge Drive Alexandra Hills QLD 4161 | Blau Holdings Pty Ltd As Trustee Rakio Pty Ltd As Trustee | 387010 | C/- Mr George Blau 50 Rosemont Avenue CAULFIELD NORTH VIC 3161 | TST | 341706 | Front Southern Side
2017-08-18 |  | Febco | 25 | RPZ | H06343 | BFP003255 | 22-48 Hillview Road Mount Cotton QLD 4165 | Golden Cockerel Pty Ltd | 32759 | PO Box 142 Cleveland QLD 4163 | CMP | 39193 | Under FHR in hand wash area at spiral staircase level 1
2017-08-18 |  | Watts | 40 | RPZ | 6519 | BFP003256 | 22-48 Hillview Road Mount Cotton QLD 4165 | Golden Cockerel Pty Ltd | 32759 | PO Box 142 Cleveland QLD 4163 | CMP | 39193 | Under FHR in hand wash area at spiral staircase Level 1.
2017-08-18 |  | Febco | 25 | DCV | H10614 | BFP003257 | 22-48 Hillview Road Mount Cotton QLD 4165 | Golden Cockerel Pty Ltd | 32759 | PO Box 142 Cleveland QLD 4163 | CMP | 39193 | On top of water holding tanks near Grundfos pumps.
2017-08-18 |  | Febco | 25 | RPZ | H17918 | BFP003258 | 22-48 Hillview Road Mount Cotton QLD 4165 | Golden Cockerel Pty Ltd | 32759 | PO Box 142 Cleveland QLD 4163 | CMP | 39193 | Under FHR in tub wash.
2017-08-18 |  | Febco | 25 | PRZ | H07714 | BFP003259 | 22-48 Hillview Road Mount Cotton QLD 4165 | Golden Cockerel Pty Ltd | 32759 | PO Box 142 Cleveland QLD 4163 | CMP | 39193 | Feed to wash down hose at offal truck wash walkway.
2017-08-18 |  | Vaticheq | 15 | RPZ | 87487 | BFP003260 | 22-48 Hillview Road Mount Cotton QLD 4165 | Golden Cockerel Pty Ltd | 32759 | PO Box 142 Cleveland QLD 4163 | CMP | 39193 | Feed to boiler tank outside in front of LBR.
2017-08-18 |  | Febco | 25 | RPZ | H09747 | BFP003261 | 22-48 Hillview Road Mount Cotton QLD 4165 | Golden Cockerel Pty Ltd | 32759 | PO Box 142 Cleveland QLD 4163 | CMP | 39193 | Pallet wash behind boiler bottom valve.
2017-08-18 |  | Febco | 32 | RPZ | 2657 | BFP003262 | 22-48 Hillview Road Mount Cotton QLD 4165 | Golden Cockerel Pty Ltd | 32759 | PO Box 142 Cleveland QLD 4163 | CMP | 39193 | Dosing Station at DAF plant on rear wall.
2017-08-18 |  | Vaticheq | 15 | RPZ | 87486 | BFP003263 | 22-48 Hillview Road Mount Cotton QLD 4165 | Golden Cockerel Pty Ltd | 32759 | PO Box 142 Cleveland QLD 4163 | CMP | 39193 | Irrigation Pump Shed, outside wall.
2017-08-18 |  | Febco | 25 | RPZ | H10217 | BFP003265 | 22-48 Hillview Road Mount Cotton QLD 4165 | Golden Cockerel Pty Ltd | 32759 | PO Box 142 Cleveland QLD 4163 | CMP | 39193 | Under gantry above EV entrance outside airchill
2016-08-20 | IP | Febco | 20 | RPZ | 83789 | BFP003266 | 22-48 Hillview Road Mount Cotton QLD 4165 | Golden Cockerel Pty Ltd | 32759 | PO Box 142 Cleveland QLD 4163 | CMP | 39193 | Citric Acid dosing area on wall
2017-09-18 |  | Febco | 20 | RPZD | 33452 | BFP003267 | 22-48 Hillview Road Mount Cotton QLD 4165 | Golden Cockerel Pty Ltd | 32759 | PO Box 142 Cleveland QLD 4163 | CMP | 39193 | Outside boiler room, behind amenities on wall feeding wash down hose - Cold Water
2017-08-18 |  | Febco | 32 | RPZD | 3472 | BFP003268 | 22-48 Hillview Road Mount Cotton QLD 4165 | Golden Cockerel Pty Ltd | 32759 | PO Box 142 Cleveland QLD 4163 | CMP | 39193 | Outside Boiler room, below bow screen window, feeding bow screen sprayers
2016-08-20 | IP | Febco | 20 | RPZD | 45357 | BFP003269 | 22-48 Hillview Road Mount Cotton QLD 4165 | Golden Cockerel Pty Ltd | 32759 | PO Box 142 Cleveland QLD 4163 | CMP | 39193 | Above cleaner store 1 inside boiler room feeding hose tap
2017-08-18 |  | Febco | 25 | RPZD | 11154 | BFP003270 | 22-48 Hillview Road Mount Cotton QLD 4165 | Golden Cockerel Pty Ltd | 32759 | PO Box 142 Cleveland QLD 4163 | CMP | 39193 | Beside bow screen feeding hose reels in offal collection and bow screen
2016-12-02 | ZP | Wilkins DCV | 100 | 350 | J45942 | BFP003271 | 194-200 Old Cleveland Road Capalaba QLD 4157 | Solanderi Pty Ltd | 263650 | Logan-Albert District Office PO Box 1164 BEENLEIGH QLD 4207 | 6 | 7 | Right hand side of main entry into property behind booster cabinet
2015-09-22 | IP | Watts | 15 | 007m3 | A00124 | BFP003272 | Cleveland Aquatic Centre 222-230 Russell Street Cleveland QLD 4163 | Redland City Council As Trustee Sport & Community Facilities Unit | 38212 | PO Box 1132 CLEVELAND QLD 4163 | CMP | 277424 | LHS of entry to filter room
2017-03-06 | ZP | Febco | 20 | 860L | H36208 | BFP003273 | 2 Hook Street Capalaba QLD 4157 | Robert And Evelyne Mander As Trustees | 251710 | PO Box 181 CAPALABA QLD 4157 | CMP | 31522 | On water supply to hosetaps near oil separator and wash bay, front garden bed.
2016-09-29 | IP | Watts RPZ | 20 | 007M3-aus RP | 2767 | BFP003274 | 190 Birkdale Road Birkdale QLD 4159 | Aquatic Paradise Developments Pty Ltd As Trustee | 381 | C/- Ray White Commercial Pty Ltd Bayside PO Box 1197 CAPALABA QLD 4157 | TST | 112582 | On wall at back of shop for grease trap
2016-07-08 |  | Watts RPZ | 15 | 009-Aus RP | A01164 | BFP003275 | 42-48 Shore Street West Ormiston QLD 4160 | Krisjade Pty Ltd As Trustee Havenfriend Pty Ltd | 1228 | C/- Brookfield Johnson Controls GPO Box 1461 BRISBANE QLD 4001 | BUS | 1656 | Front Carpark, Beside Grease Trap
2013-11-29 | IP | Valvetek | 15 | RP03 | 76334 | BFP003276 | 33-39 Shore Street West Cleveland QLD 4163 | Hong Wang International Pty Ltd As Trustee | 205091 | PO Box 772 CLEVELAND QLD 4163 | CMP | 70220 | Back wall over Grease Trap
2016-07-29 | IP | Valcheq | 15 | RP03 | 98112 | BFP003277 | Animal Pound 240 South Street Thornlands QLD 4164 | Redland City Council As Trustee Compliance Services Animal Management | 202718 | PO Box 21 Cleveland QLD 4163 | 2 | 108191 | Disabled Bathroom
2016-07-29 | IP | Valcheq | 15 | RP03 | 96794 | BFP003278 | Animal Pound 240 South Street Thornlands QLD 4164 | Redland City Council As Trustee Compliance Services Animal Management | 202718 | PO Box 21 Cleveland QLD 4163 | 2 | 108191 | Disabled bathroom
2017-08-10 |  | TYCO | 20 | RP03 | 67816 | BFP003279 | 95 Hanover Drive Alexandra Hills QLD 4161 | Sandhurst Trustees Limited | 41637 | PO Box 2482 FORTITUDE VALLEY QLD 4006 | CMP | 121475 | North side of building, outside in fenced air con condenser/ compressor enclosure
2017-09-02 | IP | Qld Plb | 25 | DCV | 3279 | BFP003280 | Cleveland Harbourside Centre (W'worths) 67-107 Middle Street Cleveland QLD 4163 | The Trust Company Limited | 1500 | Cleveland Shopping Centre 91 Middle Street Cleveland QLD 4163 | CMP | 1944 | Level 2 Carpark - At top of walkway ramp from Shore Street
2017-09-02 | IP | Febco | 20 | 86DL RPZ | 33969 | BFP003281 | Cleveland Harbourside Centre (W'worths) 67-107 Middle Street Cleveland QLD 4163 | The Trust Company Limited | 1500 | C/- Folkestone Property Management Pty Ltd PO BOX 327 COLLINS STREET WEST MELBOURNE VIC 8007 | CMP | 246418 | CP1 cleaners room on soap dispenser
2017-07-18 |  | Apollo | 20mm | RPAULF4A | 725398 | BFP003282 | 67-85 Kinross Road Thornlands QLD 4164 | Corgold Pty Ltd As Trustee | 30433 | PO Box 3870 VICTORIA POINT WEST QLD 4165 | CMP | 269283 | Back left of property (Water Treatment)
2017-07-31 | IP | VALVCHEQ | 20 | rp03 | 98163 | BFP003283 | 21 Passage Street 21 Passage Street Cleveland QLD 4163 | Body Corporate For Aquence CTS 49373 | 391130 | C/- Whittles Body Corporate Services 1/17 Waterloo Street CLEVELAND QLD 4163 | BC | 444931 | End of driveway straight in from the street on timber fence
2017-07-31 | ZP | VALVCHEQ | 150 | DDA03 | 101238 | BFP003284 | 21 Passage Street 21 Passage Street Cleveland QLD 4163 | Body Corporate For Aquence CTS 49373 | 391130 | C/- Whittles Body Corporate Services 1/17 Waterloo Street CLEVELAND QLD 4163 | BC | 444931 | Right hand side of driveway entrance
2017-07-31 | ZP | VALVCHEQ | 20 | DC03 | 83241 | BFP003285 | 21 Passage Street 21 Passage Street Cleveland QLD 4163 | Body Corporate For Aquence CTS 49373 | 391130 | C/- Whittles Body Corporate Services 1/17 Waterloo Street CLEVELAND QLD 4163 | BC | 444931 | By Pass RHS of driveway entrance
2016-07-15 | IP | VALVCHEQ | 25 | DC03 | 89097 | BFP003286 | 14-16 Brighton Road Macleay Island QLD 4184 | Loukaniko Pty Ltd | 389190 | 13 Moreton View Crescent Thornlands QLD 4164 | CMP | 377178 | Fire Hose Reel at front of building near entrance door
2016-09-20 | IP | Febco | 20mm | 860L | 38736 | BFP003287 | 27 Mooloomba Road Point Lookout QLD 4183 | Mr John Truman Mrs Jennifer F Truman | 4656 | 27 Mooloomba Road Point Lookout QLD 4183 | 0 | 66718 | Mounted on side of Verandah near the new grease trap
2017-09-06 | IP | Apollo | 25 | 40105T1I | 411912 | BFP003288 | Redlands Business Park 44 Jardine Drive Redland Bay QLD 4165 | Carndale Pty Ltd H G Associates Pty Ltd | 386290 | PO Box 649 CLEVELAND QLD 4163 | CMP | 233202 | FHR Adjacent to Roller Door 29B
2017-09-06 | IP | Flomatics | 25 | DCVE | A0117 | BFP003289 | Redlands Business Park 46 Jardine Drive Redland Bay QLD 4165 | Carsua Investments Pty Ltd As Trustee | 386280 | PO Box 3404 Victoria Point West QLD 4165 | TST | 427954 | FHR 29A Roller Door
2017-06-14 | IP | Febco | 20 | 860L | 38720 | BFP003290 | Alexandra Hills Shopping Centre 71 Cambridge Drive Alexandra Hills QLD 4161 | Blau Holdings Pty Ltd As Trustee Rakio Pty Ltd As Trustee | 387010 | C/-Centre Mgr Alex Hills Shopctr Cnr Finucane Rd & Cambridge Dr ALEXANDRA HILLS QLD 4161 | TST | 341708 | FHR Reel Cupboard - Outside Subway
2017-11-01 | IP | Febco | 25 | 850L | 13637 | BFP003291 | 112 Birkdale Road Birkdale QLD 4159 | Erobin Holdings Pty Ltd As Trustee | 378900 | 175 Main Road Wellington Point QLD 4160 | TST | 388265 | Ground Floor fire hose reel - outside Ginger Cafe
2017-10-17 | CP | valvcheq | 100 | SCVT03 | 104950 | BFP003292 | 112 Birkdale Road Birkdale QLD 4159 | Erobin Holdings Pty Ltd As Trustee | 378900 | 175 Main Road Wellington Point QLD 4160 | TST | 388265 | Front of Property, fire service
2017-10-17 | ZP | Febco | 32 | 860L | 2909 | BFP003293 | 112 Birkdale Road Birkdale QLD 4159 | Erobin Holdings Pty Ltd As Trustee | 378900 | 175 Main Road Wellington Point QLD 4160 | TST | 388265 | Womens bathroom, ground floor
2017-10-17 | IP | Febco | 25 | 850L | 12112 | BFP003294 | 112 Birkdale Road Birkdale QLD 4159 | Erobin Holdings Pty Ltd As Trustee | 378900 | 175 Main Road Wellington Point QLD 4160 | TST | 388265 | Level 1 fire hose reel, North East
2017-10-17 | IP | Febco | 25 | 850L | 11914 | BFP003295 | 112 Birkdale Road Birkdale QLD 4159 | Erobin Holdings Pty Ltd As Trustee | 378900 | 175 Main Road Wellington Point QLD 4160 | TST | 388265 | Level 1 fire hose reel, South East
2017-10-17 | IP | Febco | 25 | 850L | 11752 | BFP003296 | 112 Birkdale Road Birkdale QLD 4159 | Erobin Holdings Pty Ltd As Trustee | 378900 | 175 Main Road Wellington Point QLD 4160 | TST | 388265 | Ground floor fire hose reel, South East
2017-09-27 | ZP | Watts | 20 | 009MZ-AUS | 1568 | BFP003301 | The Flagship On Waterloo Bay Unit 3/18 Mainsail Street Birkdale QLD 4159 | Mr Nicholas Vafeas Mrs Jana Vafeas | 315620 | PO BOX 197 WYNNUM QLD 4178 | CMP | 261495 | In basement store room on irrigation line
2017-06-14 | CP | Valvcheq | 15 | RP03 | 160442 | BFP003302 | Alexandra Hills Shopping Centre 71 Cambridge Drive Alexandra Hills QLD 4161 | Blau Holdings Pty Ltd As Trustee Rakio Pty Ltd As Trustee | 387010 | C/-Centre Mgr Alex Hills Shopctr Cnr Finucane Rd & Cambridge Dr ALEXANDRA HILLS QLD 4161 | TST | 341708 | Back room of tenancy - Sushi Mori
2017-08-29 | CP | Valvetec | 50 | RPZ91 | 2985 | BFP003303 | 424-426 Mount Cotton Road Capalaba QLD 4157 | Trust Company Limited | 29871 | C/- APN Property Plus PO Box 18011 Collins Street East MELBOURNE VIC 8003 | CMP | 238521 | Front boundary RHS, in garden bed next to driveway
2017-08-30 | IP | Valvcheq | 20 | DC98 | D6582 | BFP003304 | Alexandra Hills Shopping Centre 71 Cambridge Drive Alexandra Hills QLD 4161 | Blau Holdings Pty Ltd As Trustee Rakio Pty Ltd As Trustee | 387010 | C/-Centre Mgr Alex Hills Shopctr Cnr Finucane Rd & Cambridge Dr ALEXANDRA HILLS QLD 4161 | TST | 341708 | Woolworths Petrol Station - On hose tap next to retainer wall
2017-10-31 | IP | Watts | 20 | 009M3Aus | 64 | BFP003305 | 101 Valley Way Mount Cotton QLD 4165 | Powercat Partners Pty Ltd | 57514 | Bayview Village Shop 5 101 Valley Way MOUNT COTTON QLD 4165 | CMP | 38164 | Behind Dentist in bin wash area
2017-08-31 | ZP | Febco | 20 | 860L | 29889 | BFP003306 | Finlandia Village Rest Home 337-341 Redland Bay Road Thornlands QLD 4164 | Australian Finnish Rest Home Association | 201284 | Finlandia Village Rest Home 337-341 Redland Bay Road Thornlands QLD 4164 | ASO | 37926 | Kitchen - Right external wall
2017-05-10 | IP | Watts | 20 | 009M3-Aus | A04614 | BFP003308 | 33 Mount Cotton Road Capalaba QLD 4157 | Kevin & Daisy Kit Yee Yuen As Trustee | 12826 | PO Box 1107 ARCHERFIELD QLD 4108 | TST | 390622 | LHS Fence - Near rain tank
2017-12-04 | IP | Valvtec | 25 | DC95 | D6593 | BFP003309 | 18-20 Moreton Bay Road Capalaba QLD 4157 | Winmere Pty Ltd | 36003 | C/- Ray White Commercial Pty Ltd Bayside PO Box 1197 CAPALABA QLD 4157 | CMP | 42846 | Rear of building on FHR
2017-12-04 | IP | Valvtec | 25 | DC95 | D6587 | BFP003310 | 18-20 Moreton Bay Road Capalaba QLD 4157 | Winmere Pty Ltd | 36003 | C/- Ray White Commercial Pty Ltd Bayside PO Box 1197 CAPALABA QLD 4157 | CMP | 42846 | Left side of building on FHR
2017-12-04 | IP | Valvtec | 25 | DC95 | D6586 | BFP003311 | 18-20 Moreton Bay Road Capalaba QLD 4157 | Winmere Pty Ltd | 36003 | C/- Ray White Commercial Pty Ltd Bayside PO Box 1197 CAPALABA QLD 4157 | CMP | 42846 | Right side of building on FHR
2017-02-20 | IP | Febco | 20 | 860L | 39470 | BFP003312 | Alexandra Hills State High School 3-21 Windemere Road Alexandra Hills QLD 4161 | The State Of Queensland (Represented By Department Of Education & Training) | 233450 | PO Box 15033 BRISBANE ALBERT STREET QLD 4002 | 6 | 287401 | Home Economics Building - LH Side of entrance
2017-09-02 | IP | Watt | 15 | 009AUS | A02916 | BFP003313 | Cleveland Harbourside Centre (W'worths) 67-107 Middle Street Cleveland QLD 4163 | The Trust Company Limited | 1500 | Cleveland Shopping Centre 91 Middle Street Cleveland QLD 4163 | CMP | 1944 | Garbage Room - Sushi Bay
2016-11-04 | IP | valvcheq | 15 | RP03 | 97316 | BFP003314 | Capalaba Central Shopping Centre 38-62 Moreton Bay Road Capalaba QLD 4157 | Shayher Alliance Pty Limited As Trustee | 54896 | C/- Wynnum Retail Management Pty Ltd PO Box 683 CAPALABA QLD 4157 | TST | 426023 | Hose Holder meat prep
2016-11-25 | CP | Watts | 20 | 009M3-AUS | 5231 | BFP003315 | 16-24 Weippin Street Cleveland QLD 4163 | Bayside Business Park (Cleveland) Pty Ltd As Trustee | 290060 | PO Box 798 Cleveland QLD 4163 | CMP | 54756 | Bin Enclosure
2016-11-25 | IP | Valvcheq | 15 | RP03 | 161086 | BFP003316 | 16-24 Weippin Street Cleveland QLD 4163 | Bayside Business Park (Cleveland) Pty Ltd As Trustee | 290060 | PO Box 3753 LOGANHOLME QLD 4129 | TST | 313911 | Cleaners room - RHS of sink
2016-11-25 | IP | Valvcheq | 20 | RP03 | 161076 | BFP003317 | 16-24 Weippin Street Cleveland QLD 4163 | Bayside Business Park (Cleveland) Pty Ltd As Trustee | 290060 | PO Box 798 Cleveland QLD 4163 | CMP | 54756 | Cleaners room - RHS of sink
2017-01-27 | IP | Watts | 25 | RP1354q | A00537 | BFP003318 | Cleveland Plaza 48 Bloomfield Street Cleveland QLD 4163 | Cleveland Plaza Pty Ltd | 2587 | C/- K2 Private Property PO Box 7120 BRISBANE QLD 4001 | CMP | 3247 | Walk way rear of shop
2017-09-08 | ZP | Apollo | 20 | RPAULF4A | 761939 | BFP003319 | 41-43 Shore Street West Cleveland QLD 4163 | Lausanne Enterprises P/L As Trustee Radajon P/L As Trustee | 1383 | C/- L J Hooker Commercial Brisbane PO BOX 772 SPRINGWOOD QLD 4127 | TST | 440151 | Right hand wall of service station bin room - 1st Roller Door
2017-09-08 | ZP | Apollo | 20 | RPAULF4A | 756818 | BFP003320 | 41-43 Shore Street West Cleveland QLD 4163 | Lausanne Enterprises P/L As Trustee Radajon P/L As Trustee | 1383 | C/- L J Hooker Commercial Property Management Team PO Box 772 SPRINGWOOD QLD 4127 | CMP | 77463 | Behind service station building east side behind 2nd roller door
2017-09-08 | ZP | Apollo | 15 | RPAULF4A | 649640 | BFP003321 | 41-43 Shore Street West Cleveland QLD 4163 | Lausanne Enterprises P/L As Trustee Radajon P/L As Trustee | 1383 | C/- L J Hooker Commercial Brisbane PO BOX 772 SPRINGWOOD QLD 4127 | TST | 440150 | Left hand side of service station bin room 1st roller door
2017-09-08 | ZP | Apollo | 50 | RPAULF4A | 727837 | BFP003322 | 41-43 Shore Street West Cleveland QLD 4163 | Lausanne Enterprises P/L As Trustee Radajon P/L As Trustee | 1383 | C/- L J Hooker Commercial Property Management Team PO Box 772 SPRINGWOOD QLD 4127 | CMP | 77463 | In garden on Shore Street west side opposite fuel pumps
2017-12-07 | IP | Watts | 15 | 009-AUS RP | 2670 | BFP003323 | Maridale Park Shops 76-84 Ney Road Capalaba QLD 4157 | Efstathis Property Group Pty Ltd As Trustee | 29110 | 20 Martingale Court Cleveland QLD 4163 | CMP | 389521 | In Steri Room Cupboard
2017-10-31 | IP | Valvcheq | 15 | RP03 | 162994 | BFP003324 | Victoria Point Town Centre 349-369 Colburn Avenue Victoria Point QLD 4165 | Lanrex Pty Ltd IVL Group Pty Ltd | 263820 | PO Box 3198 Victoria Point West QLD 4165 | CMP | 75703 | Under Front Kitchen Bench Right Hand Side - Petbarn Tenancy 3 (2017 Form 9 has Flannerys???)
2017-04-21 | IP | Tyco | 20 | RP03 | 48655 | BFP003325 | Waterline Boulevard Park 44-50 Waterline Boulevard Thornlands QLD 4164 | Redland City Council As Trustee City Spaces | 381980 | PO Box 21 Cleveland QLD 4163 | 2 | 80336 | Sewerage Pump Station 165
2016-12-06 | IP | Watts | 20 | 009M3 | 6195 | BFP003326 | 12-14 Wharf Street Cleveland QLD 4163 | No owners recorded | 1626 | 135 Stones Road SUNNYBANK HILLS QLD 4109 | CMP | 379251 | Driveway Car Park at Tradewaste Pits
2016-12-06 | IP | Watts | 20 | 009M3AUS | 4500 | BFP003327 | 12-14 Wharf Street Cleveland QLD 4163 | No owners recorded | 1626 | PO Box 7354 REDLAND BAY QLD 4165 | 0 | 38057 | Bin Washout Ground Floor
2016-12-06 | IP | Watts | 20 | 009M3 | 3447 | BFP003328 | 12-14 Wharf Street Cleveland QLD 4163 | No owners recorded | 1626 | 135 Stones Road SUNNYBANK HILLS QLD 4109 | CMP | 379251 | Basement at Storm Water Pits
2016-12-06 | IP | Watts | 20 | 009M3 | 3447 | BFP003328 | 12-14 Wharf Street Cleveland QLD 4163 | No owners recorded | 1626 | GPO Box 2288 Brisbane QLD 4001 | TST | 256007 | Basement at Storm Water Pits
2016-12-06 | IP | Watts | 20 | 009M3 | 4933 | BFP003329 | 12-14 Wharf Street Cleveland QLD 4163 | No owners recorded | 1626 | PO Box 7354 REDLAND BAY QLD 4165 | 0 | 38057 | Bin Room Ground Floor
2016-12-06 |  | Wilkins | 100 |  | 52894 | BFP003330 | 12-14 Wharf Street Cleveland QLD 4163 | No owners recorded | 1626 | 135 Stones Road SUNNYBANK HILLS QLD 4109 | CMP | 379251 | Fire Service at Wharf Street
2016-12-06 |  | Wilkins | 20 | 350 | 743593 | BFP003331 | 12-14 Wharf Street Cleveland QLD 4163 | No owners recorded | 1626 | PO Box 7354 REDLAND BAY QLD 4165 | 0 | 38057 | By Pass off Fire
2017-11-16 | ZP | Watts | 20 | 009-M3-AUS | A04855 | BFP003332 | 203-215 Old Cleveland Road Capalaba QLD 4157 | McDonalds Properties (Australia) Pty Ltd | 202129 | Locked Bag 12 PENNANT HILLS NSW 1715 | CMP | 17785 | New wash up area - in panel on wall - above sink - hot water
2017-11-16 | ZP | Watts | 20 | 009-M3 AUS | A04878 | BFP003333 | 203-215 Old Cleveland Road Capalaba QLD 4157 | McDonalds Properties (Australia) Pty Ltd | 202129 | Locked Bag 12 PENNANT HILLS NSW 1715 | CMP | 17785 | New washup area - in panel on wall - above sink - cold valve
2017-11-16 | IP | WATTS | 15 | 009-AUS | 2719 | BFP003334 | 203-215 Old Cleveland Road Capalaba QLD 4157 | McDonalds Properties (Australia) Pty Ltd | 202129 | Locked Bag 12 PENNANT HILLS NSW 1715 | CMP | 17785 | Hotwater tap - outside rear of store
2017-11-16 | IP | Watts | 20 | 009 M3 AUST | A05257 | BFP003335 | 203-215 Old Cleveland Road Capalaba QLD 4157 | McDonalds Properties (Australia) Pty Ltd | 202129 | Locked Bag 12 PENNANT HILLS NSW 1715 | CMP | 17785 | Cold tap outside on rear wall
2017-06-14 |  | VALVECHEQ | 20 | RP03 | 162831 | BFP003336 | Alexandra Hills Shopping Centre 71 Cambridge Drive Alexandra Hills QLD 4161 | Blau Holdings Pty Ltd As Trustee Rakio Pty Ltd As Trustee | 387010 | C/- Mr George Blau 50 Rosemont Avenue CAULFIELD NORTH VIC 3161 | TST | 341706 | Fire enclosure on outside wall RHS of fruitshop
2017-01-24 | CP | Vaivcheq | 100 | DDA03 | 105847 | BFP003337 | Redlands IndigiScapes Centre 377-385 Redland Bay Road Capalaba QLD 4157 | Redland City Council City Spaces | 29710 | Seaview Road MOUNT COTTON QLD 4165 | CMP | 35398 | Front of Property
2017-01-21 | CP | Valvcheq | 25 | DC03 | 98618 | BFP003338 | Redlands IndigiScapes Centre 377-385 Redland Bay Road Capalaba QLD 4157 | Redland City Council City Spaces | 29710 | GPO Box 2484 BRISBANE QLD 4001 | CMP | 246632 | Front of Property - Bypass on Detector Check Valve
2017-01-24 | IP | Vaivcheq | 20 | RP03 | 164046 | BFP003339 | Redlands IndigiScapes Centre 377-385 Redland Bay Road Capalaba QLD 4157 | Redland City Council City Spaces | 29710 | Seaview Road MOUNT COTTON QLD 4165 | CMP | 35398 | Back left hand side of Building - In Bin Wash Area
2017-01-24 | ZP | Vaivcheq | 32 | RP03 | 163508 | BFP003340 | Redlands IndigiScapes Centre 377-385 Redland Bay Road Capalaba QLD 4157 | Redland City Council City Spaces | 29710 | GPO Box 2484 BRISBANE QLD 4001 | CMP | 246632 | Rear of Building under deck adjacent to rainwater tanks
2017-03-20 | ZP | Febco | DN40 | 860L | H05697 | BFP003341 | 40 Redland Bay Road Capalaba QLD 4157 | Shiu Yuk Kwong Tam Pty Ltd | 11622 | PO Box 966 SUNNYBANK QLD 4109 | CMP | 14827 | At front of property close to road
2016-09-29 | ZP | Watts | 20 | 009M3-AUS | A03496 | BFP003342 | Rhodes 58 Mount Cotton Road Capalaba QLD 4157 | Body Corporate For Rhodes CTS 49647 | 393490 | PO Box 1079 OXENFORD QLD 4210 | BC | 448676 | Bin Room
2016-09-29 | ZP | Watts | 20 | 009M3 | A65806 | BFP003343 | Rhodes 58 Mount Cotton Road Capalaba QLD 4157 | Body Corporate For Rhodes CTS 49647 | 393490 | PO Box 1079 OXENFORD QLD 4210 | BC | 448676 | Roof top area left hand side
2016-09-29 | ZP | Watts | 20 | 009M3-Aus | 13461 | BFP003344 | Rhodes 58 Mount Cotton Road Capalaba QLD 4157 | Body Corporate For Rhodes CTS 49647 | 393490 | PO Box 1079 OXENFORD QLD 4210 | BC | 448676 | Roof top area on right hand side
2016-09-29 | ZP | Watts | 25 | 007M1-Aus | 13438 | BFP003345 | Rhodes 58 Mount Cotton Road Capalaba QLD 4157 | Body Corporate For Rhodes CTS 49647 | 393490 | PO Box 1079 OXENFORD QLD 4210 | BC | 448676 | Basement - left side of ramp
2016-09-29 | ZP | Watts | 25 | 007M1-Aus | 13326 | BFP003346 | Rhodes 58 Mount Cotton Road Capalaba QLD 4157 | Body Corporate For Rhodes CTS 49647 | 393490 | PO Box 1079 OXENFORD QLD 4210 | BC | 448676 | On ground floor left side
2016-09-29 | ZP | Watts | 25 | 007M1-Aus | 12719 | BFP003347 | Rhodes 58 Mount Cotton Road Capalaba QLD 4157 | Body Corporate For Rhodes CTS 49647 | 393490 | PO Box 1079 OXENFORD QLD 4210 | BC | 448676 | On ground floor right hand side
2016-09-29 | ZP | Zurh | 4 | Wilkins 310 | 13298 | BFP003348 | Rhodes 58 Mount Cotton Road Capalaba QLD 4157 | Body Corporate For Rhodes CTS 49647 | 393490 | PO Box 1079 OXENFORD QLD 4210 | BC | 448676 | On fire line right hand side driveway
2016-09-29 | ZP | Watts | 25 | 007M1-Aus | A0078 | BFP003349 | Rhodes 58 Mount Cotton Road Capalaba QLD 4157 | Body Corporate For Rhodes CTS 49647 | 393490 | PO Box 1079 OXENFORD QLD 4210 | BC | 448676 | Basement next to stair well
2016-09-29 | ZP | Watts | 25 | 007M1-AUS | 13438 | BFP003350 | Rhodes 58 Mount Cotton Road Capalaba QLD 4157 | Body Corporate For Rhodes CTS 49647 | 393490 | PO Box 1079 OXENFORD QLD 4210 | BC | 448676 | Basement right back side
2016-10-07 | IP | Vaiv Cheq | 20 | RP03 | 93476 | BFP003351 | Rhodes 58 Mount Cotton Road Capalaba QLD 4157 | Body Corporate For Rhodes CTS 49647 | 393490 | PO Box 1079 OXENFORD QLD 4210 | BC | 448676 | Rear of building near 2nd fire exit
2017-02-03 | IP | Febco | 20 | 860L | H42242 | BFP003352 | 25 Queen Street Cleveland QLD 4163 | Department Of Housing & Public Works | 404180 | GPO Box 690 BRISBANE QLD 4001 | 6 | 476 | On hose tap in bin wash area
2017-03-09 | IP | Febco | 20 | 860L | H42081 | BFP003354 | 194-200 Old Cleveland Road Capalaba QLD 4157 | Solanderi Pty Ltd | 263650 | C/- Ray White Commercial Pty Ltd Bayside PO Box 1197 CAPALABA QLD 4157 | CMP | 359000 | On cold water supply to hose tap rear of shop behind grease trap in locked area
2017-03-09 | IP | Febco | 20 | 860L | H41025 | BFP003355 | 194-200 Old Cleveland Road Capalaba QLD 4157 | Solanderi Pty Ltd | 263650 | Logan-Albert District Office PO Box 1164 BEENLEIGH QLD 4207 | 6 | 7 | On hot water supply to wash down hose tap under hand basin in meat prep area
2017-09-07 | ZP | Watts | 15 | 009-AUS | 6384 | BFP003356 | RSL Dunwich 23-27 Mallon Street Dunwich QLD 4183 | Returned & Services League Of Australia (Qld Branch) Redlands Sub Branch Inc | 4527 | C/- Dunwich Post Office DUNWICH QLD 4183 | ASO | 5564 | On wall located outside kitchen
2017-03-22 | ZP | Valvcheq | 20 | RP03 | 99864 | BFP003357 | 25 Wharf Street Cleveland QLD 4163 | North Street (Qld) Pty Ltd As Trustee | 307180 | 5 Paten Close Birkdale QLD 4159 | TST | 424416 | Wharf Street end of driveway in water meter cabinet
2017-03-22 | ZP | Valvcheq | 20 | RP03 | 161332 | BFP003358 | 25 Wharf Street Cleveland QLD 4163 | North Street (Qld) Pty Ltd As Trustee | 307180 | 5 Paten Close Birkdale QLD 4159 | 0 | 2068 | Wharf Street in garden in front of disabled car park
2017-03-22 | CP | Valvdheq | 100 | DDC03 | 107004 | BFP003359 | 25 Wharf Street Cleveland QLD 4163 | North Street (Qld) Pty Ltd As Trustee | 307180 | 5 Paten Close Birkdale QLD 4159 | TST | 424416 | Wharf Street front garden left side of driveway
2017-03-28 | ZP | Wilkins | 20 | Zurn 375 | B105140 | BFP003360 | 112 Birkdale Road Birkdale QLD 4159 | Erobin Holdings Pty Ltd As Trustee | 378900 | 175 Main Road Wellington Point QLD 4160 | TST | 388265 | Shop G9 - Under Sink Bench
2017-03-22 | ZP | Febco | 25 | 850L | 4713 | BFP003361 | Hilliard State School 106-110 Hanover Drive Alexandra Hills QLD 4161 | The State of Queensland (Represented by Department of Education & Training) | 23258 | Hilliard State School 106-110 Hanover Drive Alexandra Hills QLD 4161 | EDU | 81541 | G Block Ground Floor Fire Hose Reel
2017-01-31 | ZP | Tyco | 20 | RP03 | 31995 | BFP003362 | Redland Bay State School 125-141 Gordon Road Redland Bay QLD 4165 | The State of Queensland (Represented by Department of Education & Training) | 292160 | Redland Bay State School 125-141 Gordon Road Redland Bay QLD 4165 | EDU | 38162 | New Junior Amenities Service Duct
2017-03-30 | ZP | Flomatic | 20 | B644 | A0444 | BFP003363 | Alexandra Hills Shopping Centre 71 Cambridge Drive Alexandra Hills QLD 4161 | Blau Holdings Pty Ltd As Trustee Rakio Pty Ltd As Trustee | 387010 | C/- Mr George Blau 50 Rosemont Avenue CAULFIELD NORTH VIC 3161 | TST | 341706 | Seafood Prep Area
2017-03-28 | IP | Watts | 15 | 009-AUS | 3327 | BFP003364 | Surman Place 39-41 Surman Street East Birkdale QLD 4159 | Body Corporate For Surman Place CTS 49890 | 396820 | 3/3 Northwood Street UPPER COOMERA QLD 4209 | BC | 453077 | Next to Oil Separator in Car Wash Bay Outside Unit 7
2017-03-28 | IP | Watts | 20 | 0078MBAYS | 4826 | BFP003365 | One Fitzroy 1 Fitzroy Street Cleveland QLD 4163 | Body Corporate For One Fitzroy CTS 50171 | 399200 | PO Box 539 CLEVELAND QLD 4163 | BC | 453839 | Beside Oil Separator Ground Floor
2017-03-28 | IP | Watts | 20 | 007M3AUS | 2246 | BFP003366 | One Fitzroy 1 Fitzroy Street Cleveland QLD 4163 | Body Corporate For One Fitzroy CTS 50171 | 399200 | PO Box 539 CLEVELAND QLD 4163 | BC | 453839 | Garage Shute Level 5
2017-03-28 | ZP | Valvcheq | 100 | DDA03 | 104391 | BFP003367 | One Fitzroy 1 Fitzroy Street Cleveland QLD 4163 | Body Corporate For One Fitzroy CTS 50171 | 399200 | PO Box 539 CLEVELAND QLD 4163 | BC | 453839 | Beside Meter front Boundary Corner
2017-03-28 | ZP | Watts | 20 | 007M3AUS | 4856 | BFP003368 | One Fitzroy 1 Fitzroy Street Cleveland QLD 4163 | Body Corporate For One Fitzroy CTS 50171 | 399200 | PO Box 539 CLEVELAND QLD 4163 | BC | 453839 | Beside Meter front Boundary Corner
2016-02-12 | IP | Valvdheq | 15 | RP03 | 95054 | BFP003369 | 190 Birkdale Road Birkdale QLD 4159 | Aquatic Paradise Developments Pty Ltd As Trustee | 381 | C/- Ray White Commercial Pty Ltd Bayside PO Box 1197 CAPALABA QLD 4157 | TST | 112582 | Shop 2 - Under bench behind dishwasher
2016-08-16 | ZP | Febco | 20 | 860L | 38740 | BFP003370 | Alexandra Hills Shopping Centre 71 Cambridge Drive Alexandra Hills QLD 4161 | Blau Holdings Pty Ltd As Trustee Rakio Pty Ltd As Trustee | 387010 | C/- Mr George Blau 50 Rosemont Avenue CAULFIELD NORTH VIC 3161 | TST | 341706 | Back Room Cupboard above Hot Water Unit - Woolworths
2016-08-16 | ZP | Febco | 15 | 860L | 38624 | BFP003371 | Alexandra Hills Shopping Centre 71 Cambridge Drive Alexandra Hills QLD 4161 | Blau Holdings Pty Ltd As Trustee Rakio Pty Ltd As Trustee | 387010 | C/-Centre Mgr Alex Hills Shopctr Cnr Finucane Rd & Cambridge Dr ALEXANDRA HILLS QLD 4161 | TST | 341708 | Back Room Cupboard above Hot Water Unit - Woolworths
2017-04-06 | IP | Valvcheq | 100 | SDCT03 | 107465 | BFP003373 | 17 Beckwith Street Ormiston QLD 4160 | Mr Malcolm K Storey Mrs Elizabeth L Storey | 742 | 17 Beckwith Street Ormiston QLD 4160 | 0 | 1004 | Front Boundary Fire Meter
2017-01-05 | IP | Tyco | 15 | RPO3 | 84135 | BFP003375 | 23-25 Neumann Road Capalaba QLD 4157 | Lukanjoe Pty Ltd | 60266 | 35 Keel Street Birkdale QLD 4159 | CMP | 119906 | Behind building next to grease trap
2017-01-05 | IP | Tyco | 15 | RPO3 | 84135 | BFP003375 | 23-25 Neumann Road Capalaba QLD 4157 | Lukanjoe Pty Ltd | 60266 | C/- Colliers International PO Box 844 SURFERS PARADISE QLD 4217 | CMP | 223587 | Behind building next to grease trap
2017-03-02 | IP | FEBCO | 20 | 850l | 8635 | BFP003376 | 152-158 Broadwater Terrace Redland Bay QLD 4165 | No owners recorded | 36282 | 152-158 Broadwater Terrace Redland Bay QLD 4165 | CMP | 43113 | In Water Meter Cupboard Level 3
2017-03-02 | ZP | FEBCO | 32 | 850l | 2232 | BFP003377 | 152-158 Broadwater Terrace Redland Bay QLD 4165 | No owners recorded | 36282 | PO Box 558 SURFERS PARADISE QLD 4217 | CMP | 310730 | On side wall of pump room in basement
2017-03-02 | CP | BEECO | 100 | SND | 1612277 | BFP003378 | 152-158 Broadwater Terrace Redland Bay QLD 4165 | No owners recorded | 36282 | 152-158 Broadwater Terrace Redland Bay QLD 4165 | CMP | 43113 | In valve pit on footpath right hand end of building
2017-03-02 | CP | BEECO | 20 | 1015 | 1.6e+19 | BFP003379 | 152-158 Broadwater Terrace Redland Bay QLD 4165 | No owners recorded | 36282 | PO Box 558 SURFERS PARADISE QLD 4217 | CMP | 310730 | In valve pit on footpath right hand end of building
2017-03-02 | ZP | FEBCO | 20 | 860L | H40427 | BFP003380 | 152-158 Broadwater Terrace Redland Bay QLD 4165 | No owners recorded | 36282 | 152-158 Broadwater Terrace Redland Bay QLD 4165 | CMP | 43113 | On back wall of bin room at end of driveway
2017-05-22 | CP | VALVHEQ | 100 | DDA03 | 107464 | BFP003381 | 154-158 Redland Bay Road Capalaba QLD 4157 | Nick Penkus Pty Ltd | 11678 | PO Box 49 CAPALABA DC QLD 4157 | CMP | 14876 | Front of Property - Western Side
2017-05-22 | ZP | FEBCO | 20 | 860L | H44059 | BFP003382 | 154-158 Redland Bay Road Capalaba QLD 4157 | Nick Penkus Pty Ltd | 11678 | 18 Carling Court Cleveland QLD 4163 | CMP | 92036 | North West Corner Outside Plant Room Door
2017-05-22 | ZP | FEBCO | 20 | 860L | H34954 | BFP003383 | 154-158 Redland Bay Road Capalaba QLD 4157 | Nick Penkus Pty Ltd | 11678 | PO Box 49 CAPALABA DC QLD 4157 | CMP | 14876 | Workshop Eastern Side - midway on staff room wall
2017-05-22 | ZP | FEBCO | 25 | 860L | H14364 | BFP003384 | 154-158 Redland Bay Road Capalaba QLD 4157 | Nick Penkus Pty Ltd | 11678 | 18 Carling Court Cleveland QLD 4163 | CMP | 92036 | Workshop - midway eastern wall
2017-05-22 | IP | FEBCO | 50 | 860L | H06989 | BFP003385 | 154-158 Redland Bay Road Capalaba QLD 4157 | Nick Penkus Pty Ltd | 11678 | PO Box 49 CAPALABA DC QLD 4157 | CMP | 14876 | Front of Property Western Side - next to main meter
2017-05-29 | IP | VANCHEQ | 15 | RP03 | 171608 | BFP003386 | 42-48 Shore Street West Ormiston QLD 4160 | Krisjade Pty Ltd As Trustee Havenfriend Pty Ltd | 1228 | C/- Brookfield Johnson Controls GPO Box 1461 BRISBANE QLD 4001 | BUS | 1656 | Under sink behind mobile bench Prep Room Top Valve Hot Water (Petbarn/Greencross Vet)
2017-05-29 | IP | VANCHEQ | 15 | RP03 | 171704 | BFP003387 | 42-48 Shore Street West Ormiston QLD 4160 | Krisjade Pty Ltd As Trustee Havenfriend Pty Ltd | 1228 | PO Box 455 Sumner Park BC QLD 4074 | CMP | 247027 | Under sink behind mobile bench - Prep Room bottom valve Cold Water (Petbarn/Greencross Vet)
2017-11-23 | IP | Valvecheq | 20 | RP03 | 165171 | BFP003388 | Birkdale Village Shopping Centre 180 Birkdale Road Birkdale QLD 4159 | BGSC Pty Ltd As Trustee | 380 | 54 Ford Road Rochedale QLD 4123 | CMP | 509 | On the wall at the rear of the bakery servicing a hose tap
2017-04-05 | IP | Flowmatic | 25 | DCV180 | A0039 | BFP003389 | Redlands Business Park 21 Lennox Street Redland Bay QLD 4165 | Carndale Pty Ltd H G Associates Pty Ltd | 386260 | PO Box 649 CLEVELAND QLD 4163 | CMP | 233202 | Front right hand side of driveway Lot 21
2017-04-05 | IP | Flomatic | 25 | 180DCV | A0031 | BFP003390 | Redlands Business Park 23 Lennox Street Redland Bay QLD 4165 | Carndale Pty Ltd H G Associates Pty Ltd | 386270 | PO Box 649 CLEVELAND QLD 4163 | CMP | 106649 | Front left hand side of driveway Lot 23
2017-06-01 | IP | FEBCO | 20 | 860L | H44454 | BFP003392 | 7 Armando Street Alexandra Hills QLD 4161 | Body Corporate For 100 Finucane CTS 50391 | 400280 | PO Box 466 TOOWONG QLD 4066 | BC | 456411 | Next to Oil Separator in Car Wash Bay - entry from Armando Street
2017-06-01 | CP | VALVCHEQ | 100 | DDA03 | 108335 | BFP003393 | 7 Armando Street Alexandra Hills QLD 4161 | Body Corporate For 100 Finucane CTS 50391 | 400280 | PO Box 466 TOOWONG QLD 4066 | BC | 456411 | Right Hand Side of Front Driveway - Armando Street
2017-08-07 | IP | FLOMATIC | 15 | RPZ2 | A0447 | BFP003394 | Bay Village Shopping Centre 2-8 Stradbroke Street Redland Bay QLD 4165 | Carndale Pty Ltd | 206062 | PO Box 649 CLEVELAND QLD 4163 | CMP | 106649 | Around Back of Building
2017-11-16 | ZP | FEBC O | 15 | 860L | 35007 | BFP003395 | Birkdale Fair Shopping Centre 2-12 Mary Pleasant Drive Birkdale QLD 4159 | The Trust Company (Australia) Limited | 45001 | C/- APN Property Plus PO Box 18011 Collins Street East MELBOURNE VIC 8003 | CMP | 238521 | In Ceiling above Cleaners Room - Cold Water (Woolworths)
2017-05-05 | CP | VALVCHEQ | 100 | sdct03 | 105040 | BFP003396 | 5 Lawn Terrace Capalaba QLD 4157 | Mr William B Evans Mrs Cheryl A Eaves | 390330 | PO Box 1947 CLEVELAND QLD 4163 | TST | 424542 | Left Hand Side of Driveway
2017-08-07 | ZP | VALVCHEQ | 16 | RP03 | 165401 | BFP003397 | Victoria Point Lakeside Shopping Centre 21-27 Bunker Road Victoria Point QLD 4165 | Nikwood Pty Ltd As Trustee | 266190 | C/- First National Property Group PO Box 7338 REDLAND BAY QLD 4165 | TST | 76470 | In Cupboard in Sterlization Room - Floss Family Dental
2017-04-26 | ZP | VALVCHEQ SCV | 150 | SCVT03 | 105063 | BFP003398 | Horizon Vista 171 Allenby Road Wellington Point QLD 4160 | Body Corporate For Horizon Vista CTS 50027 | 395780 | C/- Whittles Strata & Community Title Services PO Box 539 CLEVELAND QLD 4163 | BC | 452958 | In garden at front of property - fire
2017-04-26 | ZP | FEBCO RPZD | 20 | 860L | 38245 | BFP003399 | Horizon Vista 171 Allenby Road Wellington Point QLD 4160 | Body Corporate For Horizon Vista CTS 50027 | 395780 | C/- Whittles Strata & Community Title Services PO Box 539 CLEVELAND QLD 4163 | BC | 452958 | Western side of car wash bay on wall
2014-06-18 | IP | WILKINS DC | 25 | WILKINS 350 | A274408 | BFP003400 | 25 Lennox Street 25 Lennox Street Redland Bay QLD 4165 | Body Corporate For 25 Lennox Street CTS 46310 | 356450 | PO Box 539 CLEVELAND QLD 4163 | BC | 413581 | Under Fire Hose Reel
2014-06-18 | IP | AUS | 15 | RP009 | 10783 | BFP003401 | 25 Lennox Street 25 Lennox Street Redland Bay QLD 4165 | Body Corporate For 25 Lennox Street CTS 46310 | 356450 | PO Box 539 CLEVELAND QLD 4163 | BC | 413581 | Inside Unit 4 - behind toilet near oil separator
2017-10-31 | ZP | VALVCHEQ | 20 | rp03 | 98390 | BFP003402 | 62 Collingwood Road Birkdale QLD 4159 | No owners recorded | 256410 | C/- Netherlands Retirement Village Ass Of Qld 62 Collingwood Rd BIRKDALE QLD 4159 | BC | 271438 | Refurbished Kitchen area in existing building. Hot water 2 hose taps for washdown
2017-10-31 | ZP | VALVCHEQ | 20 | RP03 | 98164 | BFP003403 | 62 Collingwood Road Birkdale QLD 4159 | No owners recorded | 256410 | C/- Netherlands Retirement Village Ass Of Qld 62 Collingwood Rd BIRKDALE QLD 4159 | BC | 271438 | New Kitchen area of existing building - cold water to 2 hose taps for washdown
2017-10-31 | ZP | valvcheq | 25 | dc03 | 96717 | BFP003404 | 62 Collingwood Road Birkdale QLD 4159 | No owners recorded | 256410 | C/- Netherlands Retirement Village Ass Of Qld 62 Collingwood Rd BIRKDALE QLD 4159 | BC | 271438 | East Water Tank - cold water supply to irrigation
2017-10-31 | IP | valvcheq | 20 | rp03 | 98558 | BFP003405 | 62 Collingwood Road Birkdale QLD 4159 | No owners recorded | 256410 | C/- Netherlands Retirement Village Ass Of Qld 62 Collingwood Rd BIRKDALE QLD 4159 | BC | 271438 | Cold Water Hose Tap at Sewerage Pump Station at boundary fence
2017-10-31 | ZP | VALVCHEQ | 40 | DC03 | 91898 | BFP003406 | 62 Collingwood Road Birkdale QLD 4159 | No owners recorded | 256410 | C/- Netherlands Retirement Village Ass Of Qld 62 Collingwood Rd BIRKDALE QLD 4159 | BC | 271438 | North Water Tank - cold water supply to irrigation
2017-10-31 | IP | VALVCHEQ | 20 | RP03 | 96172 | BFP003407 | 62 Collingwood Road Birkdale QLD 4159 | No owners recorded | 256410 | C/- Netherlands Retirement Village Ass Of Qld 62 Collingwood Rd BIRKDALE QLD 4159 | BC | 271438 | Level 3 - Dirty Utility Room - Cold water supply to Pan Sanitizer
2017-10-31 | IP | VALVCHEQ | 20 | RP03 | 95773 | BFP003408 | 62 Collingwood Road Birkdale QLD 4159 | No owners recorded | 256410 | C/- Netherlands Retirement Village Ass Of Qld 62 Collingwood Rd BIRKDALE QLD 4159 | BC | 271438 | Level 3 - Dirty Utility Room - Hot water supply to Pan Sanitizer
2017-10-31 | CP | WILKINS310 | 150 | W-310 | 13100 | BFP003409 | 62 Collingwood Road Birkdale QLD 4159 | No owners recorded | 256410 | C/- Netherlands Retirement Village Ass Of Qld 62 Collingwood Rd BIRKDALE QLD 4159 | BC | 271438 | Left Hand Side of Fire Booster Pump Room
2017-10-31 | IP | VALVCHEQ | 20 | RP03 | 95353 | BFP003410 | 62 Collingwood Road Birkdale QLD 4159 | No owners recorded | 256410 | C/- Netherlands Retirement Village Ass Of Qld 62 Collingwood Rd BIRKDALE QLD 4159 | BC | 271438 | Level 2 - Dirty Utility Room - cold water to pan sanitizer
2017-10-31 | IP | VALVCHEQ | 20 | RP03 | 95360 | BFP003411 | 62 Collingwood Road Birkdale QLD 4159 | No owners recorded | 256410 | C/- Netherlands Retirement Village Ass Of Qld 62 Collingwood Rd BIRKDALE QLD 4159 | BC | 271438 | Level 2 - Dirty Utility Room - Hot water to pan sanitizer
2017-10-31 | IP | VALVCHEQ | 20 | RP03 | 93689 | BFP003412 | 62 Collingwood Road Birkdale QLD 4159 | No owners recorded | 256410 | C/- Netherlands Retirement Village Ass Of Qld 62 Collingwood Rd BIRKDALE QLD 4159 | BC | 271438 | Level 1 - Dirty Utility Room - cold water to pan sanitizer
2017-10-31 | IP | VALVCHEQ | 20 | RP03 | 93707 | BFP003413 | 62 Collingwood Road Birkdale QLD 4159 | No owners recorded | 256410 | C/- Netherlands Retirement Village Ass Of Qld 62 Collingwood Rd BIRKDALE QLD 4159 | BC | 271438 | Level 1 - Dirty Utility Room - hot water to pan sanitiser
2017-08-07 | IP | HOMATIC | 20 | RPZ2 | A1400 | BFP003416 | Victoria Point Lakeside Shopping Centre / Library 7-13 Bunker Road Victoria Point QLD 4165 | Victoria Point Lakeside Pty Ltd | 280550 | C/- First National Property Group PO Box 7338 REDLAND BAY QLD 4165 | BUS | 261010 | Bin Bay at the end of LJ Hooker
2017-06-19 | IP | VALVCHEQ | 25 | RP03 | 88454 | BFP003417 | 36A Alexandra Circuit Alexandra Hills QLD 4161 | Queensland Bulk Water Transport Authority | 351430 | PO Box 328 IPSWICH QLD 4305 | BUS | 328470 | Water Supply to H/C on Chemical Dosing Room Bottom Valve on Wall
2017-08-07 | IP | FLOMATIC | 20 | ASSE | A0719 | BFP003418 | Bay Village Shopping Centre 2-8 Stradbroke Street Redland Bay QLD 4165 | Carndale Pty Ltd | 206062 | PO Box 649 CLEVELAND QLD 4163 | CMP | 106649 | Back Right corner of shop (Dominos Pizza) under spray hose tap
2017-06-09 | IP | FEBCO | 20 | 860L | 44347 | BFP003419 | Weinam Creek New Car Compound 9 Meissner Street Redland Bay QLD 4165 | Redland City Council As Trustee City Infrastructure | 203773 | PO Box 21 Cleveland QLD 4163 | 2 | 111894 | On Outside Back Wall of Toilet Block feeding Hose Cock
2017-04-06 | ZP | WAHS | 20 | 009m3-aus | 6248 | BFP003420 | 105-107 Mount Cotton Road Capalaba QLD 4157 | Yangtze Property Development Pty Ltd | 12795 | 1 Downwind Court Birkdale QLD 4159 | 0 | 16323 | Left Hand Side of Driveway on the fence
2017-06-17 | ZP | FEBCO | 20 | 860L | H43279 | BFP003421 | Egret Point 6 Daysland Street Victoria Point QLD 4165 | Body Corporate For Egret Point CTS 49749 | 398320 | C/- Strata Dynamics GPO Box 5256 BRISBANE QLD 4001 | BC | 450609 | Left side garden - next to car wash ( feeding hose cock)
2017-06-17 | ZP | FEBCO | 25 | 860L | H12530 | BFP003422 | Egret Point 6 Daysland Street Victoria Point QLD 4165 | Body Corporate For Egret Point CTS 49749 | 398320 | C/- Strata Dynamics GPO Box 5256 BRISBANE QLD 4001 | BC | 450609 | Left side garden - next to car wash (feeding irrigation)
2017-07-14 | CP | WILKINS | 150 | 350DA | N51009 | BFP003423 | Egret Point 6 Daysland Street Victoria Point QLD 4165 | Body Corporate For Egret Point CTS 49749 | 398320 | C/- Strata Dynamics GPO Box 5256 BRISBANE QLD 4001 | BC | 450609 | Water Supply (main device) front garden bed LHS driveway entry near water meter
2017-07-14 | CP | WILKINS | 20 | 350 | A583416 | BFP003424 | Egret Point 6 Daysland Street Victoria Point QLD 4165 | Body Corporate For Egret Point CTS 49749 | 398320 | C/- Strata Dynamics GPO Box 5256 BRISBANE QLD 4001 | BC | 450609 | On Bypass Water Supply to fire mains (bypass device) front garden bed LHS driveway entry near entry
2017-07-20 | ZP | FEBCO | 20 | 860L | H44298 | BFP003425 | Capalaba Park Shopping Centre 7-45 Redland Bay Road Capalaba QLD 4157 | YFG Shopping Centres as Trustee Trondage Enterprises Pty Ltd | 11785 | C/- CAPALABA SHOPPING CENTRE 7-45 REDLAND BAY ROAD CAPALABA QLD 4157 | TST | 77315 | Shop 96 - In utilities room LHS wall (Cold Water)
2017-07-20 | ZP | FEBCO | 20 | 860L | H44531 | BFP003426 | Capalaba Park Shopping Centre 7-45 Redland Bay Road Capalaba QLD 4157 | YFG Shopping Centres as Trustee Trondage Enterprises Pty Ltd | 11785 | Capalaba Park Shopping Centre 7-45 Redland Bay Road Capalaba QLD 4157 | CMP | 369358 | Shop 96 - In utilities room LHS wall (Hot Water)
2017-07-15 | IP | FEBCO | 32 | 860L | H02404 | BFP003427 | 100-102 Donald Road Redland Bay QLD 4165 | No owners recorded | 298530 | 95 Masthead Drive Cleveland QLD 4163 | TST | 326253 | Car Park - below stairs
2017-07-18 | IP | FEBCO | 20 | 860L | H44215 | BFP003428 | 400 Main Road Wellington Point QLD 4160 | Mr Christos Kakia Mrs Zafiro Kakia | 7607 | 2 Cronin Drive Wellington Point QLD 4160 | 0 | 9451 | On West Wall next to Grease Trap
2017-07-27 | CP | VALVCHECK | 100 | SDCT03 | 107957 | BFP003429 | Tyler By The Bay 35 Freeth Street East Ormiston QLD 4160 | Body Corporate For Tyler By The Bay CTS 50467 | 402810 | C/- Whittles Body Corporate Services 1/17 Waterloo Street CLEVELAND QLD 4163 | BC | 456495 | Front Boundary - RHS Driveway
2017-08-07 | IP | Wilkins | 25 | 350L | A013848 | BFP003431 | Victoria Point Lakeside Shopping Centre / Library 7-13 Bunker Road Victoria Point QLD 4165 | Victoria Point Lakeside Pty Ltd | 280550 | C/- First National Property Group PO Box 7338 REDLAND BAY QLD 4165 | BUS | 261010 | Outside Vet's Tenancy on Fire Hose Reel
2017-07-28 | ZP | WATTS | 20 | 009M3-AUS | A07599 | BFP003432 | Vuze 1 Cross Lane Cleveland QLD 4163 | Body Corporate For Vuze CTS 50468 | 402510 | C/- Body Corporate Management Qld PO Box 1854 CARINDALE QLD 4152 | BC | 456487 | Unit 8 - near sub water meter
2017-07-28 | ZP | WATTS | 20 | 009M3-AUS | A07783 | BFP003433 | Vuze 1 Cross Lane Cleveland QLD 4163 | Body Corporate For Vuze CTS 50468 | 402510 | C/- Body Corporate Management Qld PO Box 1854 CARINDALE QLD 4152 | BC | 456487 | Car Wash and Bin Wash Bay
2017-08-29 | IP | FEBC O | 15/20 | 860L | H43621 | BFP003434 | Euro Business Park Unit 3/26-34 Weippin Street Cleveland QLD 4163 | TP Jones Holdings Pty Ltd As Trustee | 280370 | 23 Champagne Boulevard HELENSVALE QLD 4212 | TST | 104714 | On Hose Tap Front Wall of Building
2017-08-29 | ZP | FEBCO | 20 | 860L | H43692 | BFP003435 | Euro Business Park Unit 3/26-34 Weippin Street Cleveland QLD 4163 | TP Jones Holdings Pty Ltd As Trustee | 280370 | PO Box 463 CLEVELAND QLD 4163 | TST | 329545 | In kitchen on line to ovens on side wall
2017-08-29 | IP | FEBCO | 20 | 860L | H43717 | BFP003436 | Euro Business Park Unit 3/26-34 Weippin Street Cleveland QLD 4163 | TP Jones Holdings Pty Ltd As Trustee | 280370 | 23 Champagne Boulevard HELENSVALE QLD 4212 | TST | 104714 | In Kitchen on line to dishwasher under sink
2017-08-18 | ZP | WATTS | 20 | 009M3 | 6351 | BFP003437 | Capalaba Central Shopping Centre 38-62 Moreton Bay Road Capalaba QLD 4157 | Shayher Alliance Pty Limited As Trustee | 54896 | PO Box 683 CAPALABA QLD 4157 | CMP | 103277 | Shop 65 - USA Nails and Footspa - on wall of right hand room of Shop
2017-08-18 | ZP | WATTS | 15 | 009M3 | 3520 | BFP003438 | Capalaba Central Shopping Centre 38-62 Moreton Bay Road Capalaba QLD 4157 | Shayher Alliance Pty Limited As Trustee | 54896 | C/- Wynnum Retail Management Pty Ltd PO Box 683 CAPALABA QLD 4157 | TST | 426023 | Shop 65 - USA Nails and Footspa - on wall of right hand room of shop
2017-08-25 |  | CONBRACO | 40 | AU353 | 40207A21 | BFP003439 | 376-378 Main Road Wellington Point QLD 4160 | Dolavat Pty Ltd | 7609 | 19 Whitehall Avenue Birkdale QLD 4159 | CMP | 8601 | Outside Shop 1 - Lucky Inn Chinese Restaurant
2017-08-29 | ZP | APOLLO | DN25 | RPAULF4A | 684572 | BFP003440 | 154 Tramican Street Point Lookout QLD 4183 | Redland City Council As Trustee City Spaces | 314620 | PO Box 21 Cleveland QLD 4163 | 2 | 80336 | RCC - Sewerage Treatment Plant @ Dewatering plant
2017-07-12 |  | FEBCO | 20 | DN20 | H41631 | BFP003441 | Euro Business Park 26-34 Weippin Street Cleveland QLD 4163 | Body Corporate For Euro Business Park CTS 35475 | 280470 | C/- Teys (Cleveland) Pty Ltd PO Box 539 CLEVELAND QLD 4163 | BC | 296942 | Shop 4 - Euro Natural Fine Foods - washroom packing area under sink
2017-08-22 | ZP | FEBCO | 20 | 860L | H42257 | BFP003442 | Cleveland Harbourside Centre (W'worths) 67-107 Middle Street Cleveland QLD 4163 | The Trust Company Limited | 1500 | C/- Folkestone Property Management Pty Ltd PO BOX 327 COLLINS STREET WEST MELBOURNE VIC 8007 | CMP | 246418 | In Kitchen at rear of shop - Iconic Nails & Spa
2017-08-22 | ZP | FEBCO | 20 | 860L | H39060 | BFP003443 | Cleveland Harbourside Centre (W'worths) 67-107 Middle Street Cleveland QLD 4163 | The Trust Company Limited | 1500 | Cleveland Shopping Centre 91 Middle Street Cleveland QLD 4163 | CMP | 1944 | In kitchen at rear of shop - Iconic Nails and Spa
2017-09-08 | ZP | Apollo | 50 | RPAULF4 | 729542 | BFP003444 | 41-43 Shore Street West Cleveland QLD 4163 | Lausanne Enterprises P/L As Trustee Radajon P/L As Trustee | 1383 | C/- L J Hooker Commercial Brisbane PO BOX 772 SPRINGWOOD QLD 4127 | TST | 440150 | In garden on Shore Street West road side opposite fuel pumps
2017-08-03 | ZP | Febco | 20 | 860L | 41621 | BFP003445 | 41 Neumann Road Capalaba QLD 4157 | Noel Reginald Jackson As Trustee | 204087 | PO Box 8159 Cleveland QLD 4163 | TST | 362524 | External rear wall of tenancy near hose tap
2017-07-31 | ZP | Febco | 20 | 860L | H37448 | BFP003446 | Capalaba Park Shopping Centre 7-45 Redland Bay Road Capalaba QLD 4157 | YFG Shopping Centres as Trustee Trondage Enterprises Pty Ltd | 11785 | C/- CAPALABA SHOPPING CENTRE 7-45 REDLAND BAY ROAD CAPALABA QLD 4157 | TST | 77315 | Shop 84 - In kitchen at rear of shop
2017-07-31 | ZP | Febco | 20 | 860L | H42938 | BFP003447 | Capalaba Park Shopping Centre 7-45 Redland Bay Road Capalaba QLD 4157 | YFG Shopping Centres as Trustee Trondage Enterprises Pty Ltd | 11785 | Capalaba Park Shopping Centre 7-45 Redland Bay Road Capalaba QLD 4157 | CMP | 369358 | Shop 84 - In kitchen at rear of shop
2017-09-18 | IP | Febco | 15 | 860L | 46364 | BFP003449 | 18 Collingwood Road Birkdale QLD 4159 | Gateway Lifestyle Investments Holdings Pty Ltd As Trustee | 27554 | PO Box 7899 BAULKHAM HILLS NSW 2153 | TST | 427885 | Beside Car Wash Bay
2017-09-18 | CP | Valvcheq | 100 | DDA03 | 108236 | BFP003450 | 18 Collingwood Road Birkdale QLD 4159 | Gateway Lifestyle Investments Holdings Pty Ltd As Trustee | 27554 | 10 Dorsal Drive Birkdale QLD 4159 | 0 | 32545 | Left hand side of driveway on footpath
2017-09-18 | ZP | Valvcheq | 100 | DDA03 | 108331 | BFP003451 | 18 Collingwood Road Birkdale QLD 4159 | Gateway Lifestyle Investments Holdings Pty Ltd As Trustee | 27554 | PO Box 7899 BAULKHAM HILLS NSW 2153 | TST | 427885 | Left hand side of bus stop beside water meter
2017-09-18 | ZP | Valvcheq | 20 | DC03 | 171743 | BFP003452 | 18 Collingwood Road Birkdale QLD 4159 | Gateway Lifestyle Investments Holdings Pty Ltd As Trustee | 27554 | 10 Dorsal Drive Birkdale QLD 4159 | 0 | 32545 | By Pass Valve - Left hand side of bus stop beside water meter
2017-09-15 | ZP | Febco | 20 | 860L | H46305 | BFP003453 | South Street Depot 199-205 South Street Cleveland QLD 4163 | Redland City Council Facilities Services | 302420 | PO Box 21 Cleveland QLD 4163 | 5 | 80335 | Sewer shed near pa door
2017-09-02 | IP | Watts | 20 | RPZ | A04928 | BFP003454 | Cleveland Harbourside Centre (W'worths) 67-107 Middle Street Cleveland QLD 4163 | The Trust Company Limited | 1500 | C/- Folkestone Property Management Pty Ltd PO BOX 327 COLLINS STREET WEST MELBOURNE VIC 8007 | CMP | 246418 | Bin enclosure South Mall
2017-09-18 | IP | Watts | 20 | RPZD | 234596 | BFP003455 | 38 Pittwin Road South Capalaba QLD 4157 | HTV Pittwin Pty Ltd | 12883 | PO Box 279 SPRINGWOOD QLD 4127 | CMP | 437629 | Car Wash - Oil Seperator
2017-09-18 | CP | Valcheq | 100 | DDA | 10823 | BFP003456 | 38 Pittwin Road South Capalaba QLD 4157 | HTV Pittwin Pty Ltd | 12883 | 38 Pittwin Road South Capalaba QLD 4157 | 0 | 16410 | Front Boundary
2017-09-18 | CP | Valcheq | 20 | DCV | 171739 | BFP003457 | 38 Pittwin Road South Capalaba QLD 4157 | HTV Pittwin Pty Ltd | 12883 | PO Box 279 SPRINGWOOD QLD 4127 | CMP | 437629 | Front Boundary
2017-08-18 | IP | Febco | 32 |  | 4780 | BFP003458 | 22-48 Hillview Road Mount Cotton QLD 4165 | Golden Cockerel Pty Ltd | 32759 | PO Box 142 Cleveland QLD 4163 | CMP | 39193 | Back wall of rendering plant
2017-08-18 | IP | Tyco | 20 |  | 173728 | BFP003459 | 22-48 Hillview Road Mount Cotton QLD 4165 | Golden Cockerel Pty Ltd | 32759 | PO Box 142 Cleveland QLD 4163 | CMP | 39193 | Top seal gas washer
2017-08-18 | IP | Tyco | 15 |  | 94488 | BFP003460 | 22-48 Hillview Road Mount Cotton QLD 4165 | Golden Cockerel Pty Ltd | 32759 | PO Box 142 Cleveland QLD 4163 | CMP | 39193 | Outside boiler, behind amenities on wall feeding wash down hose - Hot Water
2017-08-18 | IP | Watts | 20 |  | 3486 | BFP003461 | 22-48 Hillview Road Mount Cotton QLD 4165 | Golden Cockerel Pty Ltd | 32759 | PO Box 142 Cleveland QLD 4163 | CMP | 39193 | HWS Reticulation Room
2017-08-18 | IP | Febco | 50 |  | 6167 | BFP003462 | 22-48 Hillview Road Mount Cotton QLD 4165 | Golden Cockerel Pty Ltd | 32759 | PO Box 142 Cleveland QLD 4163 | CMP | 39193 | Outside pieces room near amenities
2015-10-23 | ZP | FEBCO | 32 | 850L | 29530 | BFP003463 | 16 Dickson Way Dunwich QLD 4183 | Yulu-burri-ba Aboriginal Corporation For Community | 33199 | PO Box 154 DUNWICH QLD 4183 | 9 | 39723 | Rear of new building in Dental Plant Room
2017-11-16 | IP | WILKINS | 25 | 350 | A294750 | BFP003464 | 203-215 Old Cleveland Road Capalaba QLD 4157 | McDonalds Properties (Australia) Pty Ltd | 202129 | Locked Bag 12 PENNANT HILLS NSW 1715 | CMP | 17785 | Fire Hose Reel - on top of Cold Room
2017-11-16 | IP | WATTS | 25 | 009M2 | A01667 | BFP003465 | 203-215 Old Cleveland Road Capalaba QLD 4157 | McDonalds Properties (Australia) Pty Ltd | 202129 | Locked Bag 12 PENNANT HILLS NSW 1715 | CMP | 17785 | Fire Hose Reel - Dock/Receiving Area
2017-10-27 | IP | VALVCHEQ | 15-20-25 | RP03 | 63857 | BFP003466 | 102 Sturgeon Street Ormiston QLD 4160 | Sturgeon Place Pty Ltd | 57196 | 39 Princess Street Cleveland QLD 4163 | 0 | 53681 | Car Wash Bay
2017-10-31 | CP | ZURN WILKINS | 100 | 310 | 10833 | BFP003467 | 102 Sturgeon Street Ormiston QLD 4160 | Sturgeon Place Pty Ltd | 57196 | PO Box 1649 Cleveland QLD 4163 | CMP | 429875 | Next to water meter front left of property
2017-11-02 | ZP | Febco | 100 | 860L | F041228120 | BFP003468 | 2-30 Delancey Street Cleveland QLD 4163 | The State Of Qld (Rep By Dept Of Agriculture & Fisheries & Forestry) | 399960 | PO Box 327 CLEVELAND QLD 4163 | 6 | 397121 | Left Hand Side of Former Entrance as you enter Grounds
2017-10-31 | IP | FEBCO | 20 | 860L | 9832 | BFP003469 | 116-132 Wellington Street Ormiston QLD 4160 | Sapphire Trading Pty Limited As Trustee | 515 | 12 Carling Court Cleveland QLD 4163 | CMP | 87637 | Back of Shop 1A next to grease trap under HWU - feeding hose tap
2017-10-31 | IP | FEBCO RPS | 250 | 860L | 9336 | BFP003470 | 116-132 Wellington Street Ormiston QLD 4160 | Sapphire Trading Pty Limited As Trustee | 515 | PO Box 161 Cleveland QLD 4163 | CMP | 687 | Back of Shops connected to Fire Hose Reel
2017-10-09 | CP | PENTAIR | 150 | SCVT03 | 108411 | BFP003471 | Capalaba Park Shopping Centre 7-45 Redland Bay Road Capalaba QLD 4157 | YFG Shopping Centres as Trustee Trondage Enterprises Pty Ltd | 11785 | C/- CAPALABA SHOPPING CENTRE 7-45 REDLAND BAY ROAD CAPALABA QLD 4157 | TST | 77315 | Hydrant Booster - Redland Bay Road
2017-10-09 | CP | PENTAIR | 150 | SCVT03 | 108426 | BFP003472 | Capalaba Park Shopping Centre 7-45 Redland Bay Road Capalaba QLD 4157 | YFG Shopping Centres as Trustee Trondage Enterprises Pty Ltd | 11785 | Capalaba Park Shopping Centre 7-45 Redland Bay Road Capalaba QLD 4157 | CMP | 369358 | Hydrant Booster - Mount Cotton Road
2017-10-13 | IP | TYCO SINGLE CHECK | 100 |  | 107481 | BFP003473 | 291 Main Road Wellington Point QLD 4160 | No owners recorded | 7739 | 23 Champagne Boulevard HELENSVALE QLD 4212 | TST | 104714 | On fire hydrant meter at front of property
2017-10-31 | IP | VALVCHEQ | 20 | RP03 | 160355 | BFP003474 | 62 Collingwood Road Birkdale QLD 4159 | No owners recorded | 256410 | C/- Netherlands Retirement Village Ass Of Qld 62 Collingwood Rd BIRKDALE QLD 4159 | BC | 271438 | On water to hose tap Southern wall of rear carpark near boiler room
2017-11-17 | IP | WATTS | 20 | 009-AUS | 2679 | BFP003475 | 152-158 Broadwater Terrace Redland Bay QLD 4165 | No owners recorded | 36282 | 152-158 Broadwater Terrace Redland Bay QLD 4165 | CMP | 43113 | End of Hallway - next to HWS and meters - Coastal Dental Care
2017-11-16 | IP | FEBCO | 15 | 860L | 38007 | BFP003476 | Birkdale Fair Shopping Centre 2-12 Mary Pleasant Drive Birkdale QLD 4159 | The Trust Company (Australia) Limited | 45001 | PO Box 1098 MORAYFIELD QLD 4506 | TST | 344180 | In Ceiling above Cleaners Room - Hot Water (Woolworths)
2017-10-27 | IP | Valvcheq | 20 | RPO3 | 173437 | BFP003477 | 75 Boundary Street Redland Bay QLD 4165 | Gateway Central (Qld) Pty Ltd As Trustee | 31976 | 3 Breckenridge Court Thornlands QLD 4164 | 0 | 38169 | Beside grease trap adjacent to retail building
2017-10-27 | IP | Valvcheq | 25 | RPO3 | 174480 | BFP003478 | 75 Boundary Street Redland Bay QLD 4165 | Gateway Central (Qld) Pty Ltd As Trustee | 31976 | PO Box 3301 SOUTH BRISBANE QLD 4101 | TST | 441625 | In 7/11 bin storage are left hand side wall
2017-10-27 | CP | Valvcheq | 50 | RPO3 | 174679 | BFP003479 | 75 Boundary Street Redland Bay QLD 4165 | Gateway Central (Qld) Pty Ltd As Trustee | 31976 | 3 Breckenridge Court Thornlands QLD 4164 | 0 | 38169 | Front of site beside driveway attached to water meter
2017-11-30 | IP | FEBCO | 20 | 860l | 44953 | BFP003480 | 164 Middle Street Cleveland QLD 4163 | Cleveland Bowls Club Inc | 42617 | PO Box 36 Cleveland QLD 4163 | Sport | 2231 | Under Sink next to Commercial Dishwasher
2017-12-05 | ZP | VALVCHEQ | 20 | RP03 | 171597 | BFP003481 | 11 Sandy Cove Place Redland Bay QLD 4165 | DR Robyn J Huttenmeister | 227320 | 11 Sandy Cove Place Redland Bay QLD 4165 | 0 | 446354 | On water supply to bidet - external wall LHS of garage
2017-12-11 | ZP | WATTS RPZd | 15 | 009-AUS-RP | 2464 | BFP003482 | 14 Tombo Street Capalaba QLD 4157 | Jinx Cold Stores Pty Ltd As Trustee | 276270 | PO Box 4087 GUMDALE QLD 4154 | TST | 304684 | On top of cool room - near hot water unit (hot supply)
2017-12-11 | ZP | VALVCHEQ | 20 | RP03 | 162019 | BFP003483 | 14 Tombo Street Capalaba QLD 4157 | Jinx Cold Stores Pty Ltd As Trustee | 276270 | 18 Woodcrest Close Redland Bay QLD 4165 | TST | 407888 | On top of cool room - near hot water unit (cold supply)
2017-12-07 | ZP | VALVCHEQ | 20mm | RP03 | 176637 | BFP003484 | 288-400 German Church Road Mount Cotton QLD 4165 | Queensland Bulk Water Supply Authority Trading As SEQ Water | 44352 | PO Box 328 IPSWICH QLD 4305 | CMP | 335800 | Outside Wall of Water Quality Plant - Reservoir No 1
2017-11-27 | IP | WATTS | 20 | 009M3 | 5797 | BFP003485 | Alexandra Hills Hotel/Motel 332 Finucane Road Alexandra Hills QLD 4161 | Hill-Mac Pty Ltd | 9909 | Alexandra Hills Hotel/Motel 332 Finucane Road Alexandra Hills QLD 4161 | CMP | 12465 | Near Grease trap - Function Rooms Fire Exit
2017-11-27 | IP | VALVCHEQ | 25 | DC03 | 95949 | BFP003486 | Alexandra Hills Hotel/Motel 332 Finucane Road Alexandra Hills QLD 4161 | Hill-Mac Pty Ltd | 9909 | Alexandra Hills Hotel/Motel 332 Finucane Road Alexandra Hills QLD 4161 | CMP | 12465 | Adjacent Functions Rooms Fire Exit - FHR
2017-11-27 | IP | WILKINS | 25 | 350 | A569267 | BFP003487 | Alexandra Hills Hotel/Motel 332 Finucane Road Alexandra Hills QLD 4161 | Hill-Mac Pty Ltd | 9909 | Alexandra Hills Hotel/Motel 332 Finucane Road Alexandra Hills QLD 4161 | CMP | 12465 | Near Accomodation Car Park Elevator
2017-11-27 | CP | WILKINS | 150 | 310 | 513812 | BFP003488 | Alexandra Hills Hotel/Motel 332 Finucane Road Alexandra Hills QLD 4161 | Hill-Mac Pty Ltd | 9909 | Alexandra Hills Hotel/Motel 332 Finucane Road Alexandra Hills QLD 4161 | CMP | 12465 | Front at Booster Fire Main Feed
2017-12-20 | CP | FEBCO | 30 | 860l | H07932 | BFP003489 | SENTINEL COURT MARINA Sentinel Court Cleveland QLD 4163 | Sentinel Court Pty Ltd | 44154 | C/-Lock Accountants PO Box 714 CLEVELAND QLD 4163 | CMP | 52359 | Front yard in grass near entrance gate to Jetty
2017-11-28 | CP | VALVCHEQ | 100 | DDA03 | 105846 | BFP003490 | 81 Main Street Redland Bay QLD 4165 | Ms Karen E Clarke | 397110 | 79 Main Street Redland Bay QLD 4165 | 0 | 74237 | On Water supply to Firemain - front garden RHS of driveway detector check assembly
2017-11-28 | CP | VALVCHEQ | 20 | DC03 | 97795 | BFP003491 | 81 Main Street Redland Bay QLD 4165 | Ms Karen E Clarke | 397110 | 79 Main Street Redland Bay QLD 4165 | 0 | 74237 | On Bypass water supply to Firemain - front garden RHS of driveway detector check assembly